## input
Sr.No. | Cable Tag | To Equipment Tag No. | Type | Max Drum Length | Cable Size | Cable Type | Service Voltage | Area | Sub-Area | LOT | Core Identification | Cable Length | Consolidated Drum Serial Number | Consolidated Drum Number | Jointing Kits
13 | HVSWDB002BUSA-LV-C02 | HVSWDB002BUSA | 5C x 2.5-2XWY FRLSH-0.6-1kV-CLM-LOT1 | 1000 | 5C x 2.5 | 2XWY FRLSH | 0.6-1kV | CLM | SS | LOT1 | 5C x 2.5 CU | 65
14 | HVSWDB002BUSA-LV-C03 | HVSWDB002BUSA | 5C x 2.5-2XWY FRLSH-0.6-1kV-CLM-LOT1 | 1000 | 5C x 2.5 | 2XWY FRLSH | 0.6-1kV | CLM | SS | LOT1 | 5C x 2.5 CU | 65
15 | HVSWDB002BUSA-LV-C04 | HVSWDB002BUSA | 5C x 2.5-2XWY FRLSH-0.6-1kV-CLM-LOT1 | 1000 | 5C x 2.5 | 2XWY FRLSH | 0.6-1kV | CLM | SS | LOT1 | 5C x 2.5 CU | 65
20 | TR02A-LV-C02 | TR02A | 5C x 2.5-2XWY FRLSH-0.6-1kV-CLM-LOT1 | 1000 | 5C x 2.5 | 2XWY FRLSH | 0.6-1kV | CLM | SS | LOT1 | 5C x 2.5 CU | 85
22 | LVPCC001BUSA-LV-C04 | LVPCC001BUSA | 5C x 2.5-2XWY FRLSH-0.6-1kV-CLM-LOT1 | 1000 | 5C x 2.5 | 2XWY FRLSH | 0.6-1kV | CLM | SS | LOT1 | 5C x 2.5 CU | 65
23 | LVPCC002BUSA-LV-C05 | LVPCC002BUSA | 5C x 2.5-2XWY FRLSH-0.6-1kV-CLM-LOT1 | 1000 | 5C x 2.5 | 2XWY FRLSH | 0.6-1kV | CLM | SS | LOT1 | 5C x 2.5 CU | 65
26 | TR03A-LV-C02 | TR03A | 5C x 2.5-2XWY FRLSH-0.6-1kV-CLM-LOT1 | 1000 | 5C x 2.5 | 2XWY FRLSH | 0.6-1kV | CLM | SS | LOT1 | 5C x 2.5 CU | 85
28 | LVPCC002BUSA-LV-C04 | LVPCC002BUSA | 5C x 2.5-2XWY FRLSH-0.6-1kV-CLM-LOT1 | 1000 | 5C x 2.5 | 2XWY FRLSH | 0.6-1kV | CLM | SS | LOT1 | 5C x 2.5 CU | 50
29 | LVPCC002BUSA-LV-C05 | LVPCC002BUSA | 5C x 2.5-2XWY FRLSH-0.6-1kV-CLM-LOT1 | 1000 | 5C x 2.5 | 2XWY FRLSH | 0.6-1kV | CLM | SS | LOT1 | 5C x 2.5 CU | 50
32 | HVSWDB002BUSB-LV-C02 | HVSWDB002BUSB | 5C x 2.5-2XWY FRLSH-0.6-1kV-CLM-LOT1 | 1000 | 5C x 2.5 | 2XWY FRLSH | 0.6-1kV | CLM | SS | LOT1 | 5C x 2.5 CU | 65
33 | HVSWDB002BUSB-LV-C03 | HVSWDB002BUSB | 5C x 2.5-2XWY FRLSH-0.6-1kV-CLM-LOT1 | 1000 | 5C x 2.5 | 2XWY FRLSH | 0.6-1kV | CLM | SS | LOT1 | 5C x 2.5 CU | 65
35 | HVSWDB002BUSB-LV-C04 | HVSWDB002BUSB | 5C x 2.5-2XWY FRLSH-0.6-1kV-CLM-LOT1 | 1000 | 5C x 2.5 | 2XWY FRLSH | 0.6-1kV | CLM | SS | LOT1 | 5C x 2.5 CU | 65
39 | TR02B-LV-C02 | TR02B | 5C x 2.5-2XWY FRLSH-0.6-1kV-CLM-LOT1 | 1000 | 5C x 2.5 | 2XWY FRLSH | 0.6-1kV | CLM | SS | LOT1 | 5C x 2.5 CU | 85
41 | LVPCC001BUSB-LV-C04 | LVPCC001BUSB | 5C x 2.5-2XWY FRLSH-0.6-1kV-CLM-LOT1 | 1000 | 5C x 2.5 | 2XWY FRLSH | 0.6-1kV | CLM | SS | LOT1 | 5C x 2.5 CU | 65
42 | LVPCC001BUSB-LV-C05 | LVPCC001BUSB | 5C x 2.5-2XWY FRLSH-0.6-1kV-CLM-LOT1 | 1000 | 5C x 2.5 | 2XWY FRLSH | 0.6-1kV | CLM | SS | LOT1 | 5C x 2.5 CU | 65
45 | TR03B-LV-C02 | TR03B | 5C x 2.5-2XWY FRLSH-0.6-1kV-CLM-LOT1 | 1000 | 5C x 2.5 | 2XWY FRLSH | 0.6-1kV | CLM | SS | LOT1 | 5C x 2.5 CU | 85
47 | LVPCC002BUSB-LV-C04 | LVPCC002BUSB | 5C x 2.5-2XWY FRLSH-0.6-1kV-CLM-LOT1 | 1000 | 5C x 2.5 | 2XWY FRLSH | 0.6-1kV | CLM | SS | LOT1 | 5C x 2.5 CU | 50
48 | LVPCC002BUSB-LV-C05 | LVPCC002BUSB | 5C x 2.5-2XWY FRLSH-0.6-1kV-CLM-LOT1 | 1000 | 5C x 2.5 | 2XWY FRLSH | 0.6-1kV | CLM | SS | LOT1 | 5C x 2.5 CU | 50
59 | HVSWDB002A-LV-C01 | HVSWDB002A | 5C x 2.5-2XWY FRLSH-0.6-1kV-CLM-LOT1 | 1000 | 5C x 2.5 | 2XWY FRLSH | 0.6-1kV | CLM | SS | LOT1 | 5C x 2.5 CU | 85
70 | HVSWDB002B-LV-C01 | HVSWDB002B | 5C x 2.5-2XWY FRLSH-0.6-1kV-CLM-LOT1 | 1000 | 5C x 2.5 | 2XWY FRLSH | 0.6-1kV | CLM | SS | LOT1 | 5C x 2.5 CU | 85
73 | PM0001A-LV-C01 | PM0001A | 10C x 2.5-2XFY FRLSH-0.6-1kV-CLM-LOT1 | 1000 | 10C x 2.5 | 2XFY FRLSH | 0.6-1kV | CLM | Area-20 | LOT1 | 10C x 2.5 CU | 564
74 | PM0001A-LV-C02 | PM0001A | 10C x 2.5-2XFY FRLSH-0.6-1kV-CLM-LOT1 | 1000 | 10C x 2.5 | 2XFY FRLSH | 0.6-1kV | CLM | Area-20 | LOT1 | 10C x 2.5 CU | 564
77 | UCP-UNA1501A-LV-C01 | UCP-UNA1501A | 5C x 2.5-2XWY FRLSH-0.6-1kV-CLM-LOT1 | 1000 | 5C x 2.5 | 2XWY FRLSH | 0.6-1kV | CLM | Area-07 | LOT1 | 5C x 2.5 CU | 100
79 | LCS-UNA1501A-LV-C03 | LCS-UNA1501A | 5C x 2.5-2XWY FRLSH-0.6-1kV-CLM-LOT1 | 1000 | 5C x 2.5 | 2XWY FRLSH | 0.6-1kV | CLM | Area-07 | LOT1 | 5C x 2.5 CU | 255
85 | LCP-KM5001A-LV-C02 | LCP-KM5001A | 10C x 2.5-2XFY FRLSH-0.6-1kV-CLM-LOT1 | 1000 | 10C x 2.5 | 2XFY FRLSH | 0.6-1kV | CLM | Area-17 | LOT1 | 10C x 2.5 CU | 394
86 | LCP-KM5001A-LV-C03 | LCP-KM5001A | 10C x 2.5-2XFY FRLSH-0.6-1kV-CLM-LOT1 | 1000 | 10C x 2.5 | 2XFY FRLSH | 0.6-1kV | CLM | Area-17 | LOT1 | 10C x 2.5 CU | 394
90 | UCP-KM5002A-LV-C01 | UCP-KM5002A | 5C x 2.5-2XWY FRLSH-0.6-1kV-CLM-LOT1 | 1000 | 5C x 2.5 | 2XWY FRLSH | 0.6-1kV | CLM | Area-17 | LOT1 | 5C x 2.5 CU | 383
92 | UCP-KM5002A-LV-C03 | UCP-KM5002A | 12C x 2.5-2XFY FRLSH-0.6-1kV-CLM-LOT1 | 500 | 12C x 2.5 | 2XFY FRLSH | 0.6-1kV | CLM | Area-17 | LOT1 | 12C x 2.5 CU | 383
96 | UCP-KM5002C-LV-C01 | UCP-KM5002C | 5C x 2.5-2XWY FRLSH-0.6-1kV-CLM-LOT1 | 1000 | 5C x 2.5 | 2XWY FRLSH | 0.6-1kV | CLM | Area-17 | LOT1 | 5C x 2.5 CU | 383
98 | UCP-KM5002C-LV-C03 | UCP-KM5002C | 12C x 2.5-2XFY FRLSH-0.6-1kV-CLM-LOT1 | 500 | 12C x 2.5 | 2XFY FRLSH | 0.6-1kV | CLM | Area-17 | LOT1 | 12C x 2.5 CU | 383
127 | LCP-PM0001B-LV-C01 | LCP-PM0001B | 10C x 2.5-2XFY FRLSH-0.6-1kV-CLM-LOT1 | 1000 | 10C x 2.5 | 2XFY FRLSH | 0.6-1kV | CLM | Area-20 | LOT1 | 10C x 2.5 CU | 570
128 | LCP-PM0001B-LV-C02 | LCP-PM0001B | 10C x 2.5-2XFY FRLSH-0.6-1kV-CLM-LOT1 | 1000 | 10C x 2.5 | 2XFY FRLSH | 0.6-1kV | CLM | Area-20 | LOT1 | 10C x 2.5 CU | 570
131 | UCP-UNA1501B-LV-C01 | UCP-UNA1501B | 5C x 2.5-2XWY FRLSH-0.6-1kV-CLM-LOT1 | 1000 | 5C x 2.5 | 2XWY FRLSH | 0.6-1kV | CLM | Area-07 | LOT1 | 5C x 2.5 CU | 90
133 | LCS-UNA1501B-LV-C03 | LCS-UNA1501B | 5C x 2.5-2XWY FRLSH-0.6-1kV-CLM-LOT1 | 1000 | 5C x 2.5 | 2XWY FRLSH | 0.6-1kV | CLM | Area-07 | LOT1 | 5C x 2.5 CU | 268
139 | UCP-UNB1501A-LV-C01 | UCP-UNB1501A | 5C x 2.5-2XWY FRLSH-0.6-1kV-CLM-LOT1 | 1000 | 5C x 2.5 | 2XWY FRLSH | 0.6-1kV | CLM | Area-13 | LOT1 | 5C x 2.5 CU | 100
141 | LCS-UNB1501A-LV-C03 | LCS-UNB1501A | 5C x 2.5-2XWY FRLSH-0.6-1kV-CLM-LOT1 | 1000 | 5C x 2.5 | 2XWY FRLSH | 0.6-1kV | CLM | Area-13 | LOT1 | 5C x 2.5 CU | 323
147 | UCP-UNB1501B-LV-C01 | UCP-UNB1501B | 5C x 2.5-2XWY FRLSH-0.6-1kV-CLM-LOT1 | 1000 | 5C x 2.5 | 2XWY FRLSH | 0.6-1kV | CLM | Area-13 | LOT1 | 5C x 2.5 CU | 90
149 | LCS-UNB1501B-LV-C03 | LCS-UNB1501B | 5C x 2.5-2XWY FRLSH-0.6-1kV-CLM-LOT1 | 1000 | 5C x 2.5 | 2XWY FRLSH | 0.6-1kV | CLM | Area-13 | LOT1 | 5C x 2.5 CU | 340
155 | LCP-KM5001B-LV-C02 | LCP-KM5001B | 10C x 2.5-2XFY FRLSH-0.6-1kV-CLM-LOT1 | 1000 | 10C x 2.5 | 2XFY FRLSH | 0.6-1kV | CLM | Area-17 | LOT1 | 10C x 2.5 CU | 394
156 | LCP-KM5001B-LV-C03 | LCP-KM5001B | 10C x 2.5-2XFY FRLSH-0.6-1kV-CLM-LOT1 | 1000 | 10C x 2.5 | 2XFY FRLSH | 0.6-1kV | CLM | Area-17 | LOT1 | 10C x 2.5 CU | 394
160 | UCP-KM5002B-LV-C01 | UCP-KM5002B | 5C x 2.5-2XWY FRLSH-0.6-1kV-CLM-LOT1 | 1000 | 5C x 2.5 | 2XWY FRLSH | 0.6-1kV | CLM | Area-17 | LOT1 | 5C x 2.5 CU | 383
162 | UCP-KM5002B-LV-C03 | UCP-KM5002B | 12C x 2.5-2XFY FRLSH-0.6-1kV-CLM-LOT1 | 500 | 12C x 2.5 | 2XFY FRLSH | 0.6-1kV | CLM | Area-17 | LOT1 | 12C x 2.5 CU | 383
294 | LVAPFC001A-LV-C02 | LVAPFC001A | 5C x 2.5-2XWY FRLSH-0.6-1kV-CLM-LOT1 | 1000 | 5C x 2.5 | 2XWY FRLSH | 0.6-1kV | CLM | SS | LOT1 | 5C x 2.5 CU | 110
329 | LVAPFC001B-LV-C02 | LVAPFC001B | 5C x 2.5-2XWY FRLSH-0.6-1kV-CLM-LOT1 | 1000 | 5C x 2.5 | 2XWY FRLSH | 0.6-1kV | CLM | SS | LOT1 | 5C x 2.5 CU | 110
336 | ACUPS001A-LV-P01 | ACUPS001A | 4C x 120-A2XFY FRLSH-0.6-1kV-CLM-LOT1 | 500 | 4C x 120 | A2XFY FRLSH | 0.6-1kV | CLM | CB | LOT1 | 4C x 120 AL | 91
337 | ACUPS001A-LV-P02 | ACUPS001A | 4C x 120-A2XFY FRLSH-0.6-1kV-CLM-LOT1 | 500 | 4C x 120 | A2XFY FRLSH | 0.6-1kV | CLM | CB | LOT1 | 4C x 120 AL | 91
346 | LVAPFC003A-LV-C02 | LVAPFC003A | 5C x 2.5-2XWY FRLSH-0.6-1kV-CLM-LOT1 | 1000 | 5C x 2.5 | 2XWY FRLSH | 0.6-1kV | CLM | SS | LOT1 | 5C x 2.5 CU | 110
362 | LVAPFC003B-LV-C03 | LVAPFC003B | 5C x 2.5-2XWY FRLSH-0.6-1kV-CLM-LOT1 | 1000 | 5C x 2.5 | 2XWY FRLSH | 0.6-1kV | CLM | SS | LOT1 | 5C x 2.5 CU | 110
372 | PMA1301B-LV-P01 | PMA1301B | 3C x 10-2XWY FRLSH-0.6-1kV-CLM-LOT1 | 1000 | 3C x 10 | 2XWY FRLSH | 0.6-1kV | CLM | Area-06 | LOT1 | 3C x 10 CU | 300
373 | LCS-PMA1301B-LV-C01 | LCS-PMA1301B | 5C x 2.5-2XWY FRLSH-0.6-1kV-CLM-LOT1 | 1000 | 5C x 2.5 | 2XWY FRLSH | 0.6-1kV | CLM | Area-06 | LOT1 | 5C x 2.5 CU | 300
374 | PMA1302B-LV-P01 | PMA1302B | 3C x 10-2XWY FRLSH-0.6-1kV-CLM-LOT1 | 1000 | 3C x 10 | 2XWY FRLSH | 0.6-1kV | CLM | Area-06 | LOT1 | 3C x 10 CU | 216
375 | LCS-PMA1302B-LV-C01 | LCS-PMA1302B | 5C x 2.5-2XWY FRLSH-0.6-1kV-CLM-LOT1 | 1000 | 5C x 2.5 | 2XWY FRLSH | 0.6-1kV | CLM | Area-06 | LOT1 | 5C x 2.5 CU | 216
380 | PMA1501A-LV-P01 | PMA1501A | 3C x 10-2XWY FRLSH-0.6-1kV-CLM-LOT1 | 1000 | 3C x 10 | 2XWY FRLSH | 0.6-1kV | CLM | Area-07 | LOT1 | 3C x 10 CU | 263
381 | LCS-PMA1501A-LV-C01 | LCS-PMA1501A | 5C x 2.5-2XWY FRLSH-0.6-1kV-CLM-LOT1 | 1000 | 5C x 2.5 | 2XWY FRLSH | 0.6-1kV | CLM | Area-07 | LOT1 | 5C x 2.5 CU | 263
384 | LCS-PMA1502B-LV-C02 | LCS-PMA1502B | 5C x 2.5-2XWY FRLSH-0.6-1kV-CLM-LOT1 | 1000 | 5C x 2.5 | 2XWY FRLSH | 0.6-1kV | CLM | Area-07 | LOT1 | 5C x 2.5 CU | 225
386 | LCS-PMA1801B-LV-C01 | LCS-PMA1801B | 5C x 2.5-2XWY FRLSH-0.6-1kV-CLM-LOT1 | 1000 | 5C x 2.5 | 2XWY FRLSH | 0.6-1kV | CLM | Area-08 | LOT1 | 5C x 2.5 CU | 163
387 | PMA1822A-LV-P01 | PMA1822A | 3C x 10-2XWY FRLSH-0.6-1kV-CLM-LOT1 | 1000 | 3C x 10 | 2XWY FRLSH | 0.6-1kV | CLM | Area-08 | LOT1 | 3C x 10 CU | 181
388 | LCS-PMA1822A-LV-C01 | LCS-PMA1822A | 5C x 2.5-2XWY FRLSH-0.6-1kV-CLM-LOT1 | 1000 | 5C x 2.5 | 2XWY FRLSH | 0.6-1kV | CLM | Area-08 | LOT1 | 5C x 2.5 CU | 181
389 | PMA1824A-LV-P01 | PMA1824A | 3C x 10-2XWY FRLSH-0.6-1kV-CLM-LOT1 | 1000 | 3C x 10 | 2XWY FRLSH | 0.6-1kV | CLM | Area-08 | LOT1 | 3C x 10 CU | 181
390 | LCS-PMA1824A-LV-C01 | LCS-PMA1824A | 5C x 2.5-2XWY FRLSH-0.6-1kV-CLM-LOT1 | 1000 | 5C x 2.5 | 2XWY FRLSH | 0.6-1kV | CLM | Area-08 | LOT1 | 5C x 2.5 CU | 181
391 | PMA1832A-LV-P01 | PMA1832A | 3C x 10-2XWY FRLSH-0.6-1kV-CLM-LOT1 | 1000 | 3C x 10 | 2XWY FRLSH | 0.6-1kV | CLM | Area-08 | LOT1 | 3C x 10 CU | 176
392 | LCS-PMA1832A-LV-C01 | LCS-PMA1832A | 5C x 2.5-2XWY FRLSH-0.6-1kV-CLM-LOT1 | 1000 | 5C x 2.5 | 2XWY FRLSH | 0.6-1kV | CLM | Area-08 | LOT1 | 5C x 2.5 CU | 176
394 | LCS-PMA1833A-LV-C01 | LCS-PMA1833A | 5C x 2.5-2XWY FRLSH-0.6-1kV-CLM-LOT1 | 1000 | 5C x 2.5 | 2XWY FRLSH | 0.6-1kV | CLM | Area-08 | LOT1 | 5C x 2.5 CU | 169
395 | PMA1842A-LV-P01 | PMA1842A | 3C x 10-2XWY FRLSH-0.6-1kV-CLM-LOT1 | 1000 | 3C x 10 | 2XWY FRLSH | 0.6-1kV | CLM | Area-08 | LOT1 | 3C x 10 CU | 169
396 | LCS-PMA1842A-LV-C01 | LCS-PMA1842A | 5C x 2.5-2XWY FRLSH-0.6-1kV-CLM-LOT1 | 1000 | 5C x 2.5 | 2XWY FRLSH | 0.6-1kV | CLM | Area-08 | LOT1 | 5C x 2.5 CU | 169
397 | PMA1851A-LV-P01 | PMA1851A | 3C x 10-2XWY FRLSH-0.6-1kV-CLM-LOT1 | 1000 | 3C x 10 | 2XWY FRLSH | 0.6-1kV | CLM | Area-08 | LOT1 | 3C x 10 CU | 190
398 | LCS-PMA1851A-LV-C01 | LCS-PMA1851A | 5C x 2.5-2XWY FRLSH-0.6-1kV-CLM-LOT1 | 1000 | 5C x 2.5 | 2XWY FRLSH | 0.6-1kV | CLM | Area-08 | LOT1 | 5C x 2.5 CU | 190
402 | PMA2601A-LV-P01 | PMA2601A | 3C x 10-2XWY FRLSH-0.6-1kV-CLM-LOT1 | 1000 | 3C x 10 | 2XWY FRLSH | 0.6-1kV | CLM | Area-11 | LOT1 | 3C x 10 CU | 358
403 | LCS-PMA2601A-LV-C01 | LCS-PMA2601A | 5C x 2.5-2XWY FRLSH-0.6-1kV-CLM-LOT1 | 1000 | 5C x 2.5 | 2XWY FRLSH | 0.6-1kV | CLM | Area-11 | LOT1 | 5C x 2.5 CU | 358
404 | PJBPMA2603A-LV-P01 | PJBPMA2603A | 3C x 10-2XWY FRLSH-0.6-1kV-CLM-LOT1 | 1000 | 3C x 10 | 2XWY FRLSH | 0.6-1kV | CLM | Area-11 | LOT1 | 3C x 10 CU | 360
406 | LCS-PMA2603A-LV-C01 | LCS-PMA2603A | 5C x 2.5-2XWY FRLSH-0.6-1kV-CLM-LOT1 | 1000 | 5C x 2.5 | 2XWY FRLSH | 0.6-1kV | CLM | Area-11 | LOT1 | 5C x 2.5 CU | 360
408 | LCS-PMA35021-LV-C01 | LCS-PMA35021 | 5C x 2.5-2XWY FRLSH-0.6-1kV-CLM-LOT1 | 1000 | 5C x 2.5 | 2XWY FRLSH | 0.6-1kV | CLM | Area-09 | LOT1 | 5C x 2.5 CU | 233
410 | LCS-PMA35022-LV-C01 | LCS-PMA35022 | 5C x 2.5-2XWY FRLSH-0.6-1kV-CLM-LOT1 | 1000 | 5C x 2.5 | 2XWY FRLSH | 0.6-1kV | CLM | Area-09 | LOT1 | 5C x 2.5 CU | 233
415 | LCS-PMA501AA-LV-C03 | LCS-PMA501AA | 5C x 2.5-2XWY FRLSH-0.6-1kV-CLM-LOT1 | 1000 | 5C x 2.5 | 2XWY FRLSH | 0.6-1kV | CLM | Area-07 | LOT1 | 5C x 2.5 CU | 115
420 | LCS-PMA501BA-LV-C03 | LCS-PMA501BA | 5C x 2.5-2XWY FRLSH-0.6-1kV-CLM-LOT1 | 1000 | 5C x 2.5 | 2XWY FRLSH | 0.6-1kV | CLM | Area-07 | LOT1 | 5C x 2.5 CU | 115
421 | HHMA501A-LV-P01 | HHMA501A | 3C x 10-2XWY FRLSH-0.6-1kV-CLM-LOT1 | 1000 | 3C x 10 | 2XWY FRLSH | 0.6-1kV | CLM | Area-07 | LOT1 | 3C x 10 CU | 238
424 | UCP-HHMA501A-LV-C03 | UCP-HHMA501A | 5C x 2.5-2XWY FRLSH-0.6-1kV-CLM-LOT1 | 1000 | 5C x 2.5 | 2XWY FRLSH | 0.6-1kV | CLM | Area-07 | LOT1 | 5C x 2.5 CU | 115
425 | FMA501AA-LV-P01 | FMA501AA | 3C x 10-2XWY FRLSH-0.6-1kV-CLM-LOT1 | 1000 | 3C x 10 | 2XWY FRLSH | 0.6-1kV | CLM | Area-07 | LOT1 | 3C x 10 CU | 279
427 | UCP-FMA501AA-LV-C02 | UCP-FMA501AA | 5C x 2.5-2XWY FRLSH-0.6-1kV-CLM-LOT1 | 1000 | 5C x 2.5 | 2XWY FRLSH | 0.6-1kV | CLM | Area-07 | LOT1 | 5C x 2.5 CU | 115
428 | FMA501BA-LV-P01 | FMA501BA | 3C x 10-2XWY FRLSH-0.6-1kV-CLM-LOT1 | 1000 | 3C x 10 | 2XWY FRLSH | 0.6-1kV | CLM | Area-07 | LOT1 | 3C x 10 CU | 256
430 | UCP-FMA501BA-LV-C02 | UCP-FMA501BA | 5C x 2.5-2XWY FRLSH-0.6-1kV-CLM-LOT1 | 1000 | 5C x 2.5 | 2XWY FRLSH | 0.6-1kV | CLM | Area-07 | LOT1 | 5C x 2.5 CU | 115
435 | PMA1301A-LV-P01 | PMA1301A | 3C x 10-2XWY FRLSH-0.6-1kV-CLM-LOT1 | 1000 | 3C x 10 | 2XWY FRLSH | 0.6-1kV | CLM | Area-06 | LOT1 | 3C x 10 CU | 205
436 | LCS-PMA1301A-LV-C01 | LCS-PMA1301A | 5C x 2.5-2XWY FRLSH-0.6-1kV-CLM-LOT1 | 1000 | 5C x 2.5 | 2XWY FRLSH | 0.6-1kV | CLM | Area-06 | LOT1 | 5C x 2.5 CU | 205
437 | PMA1302A-LV-P01 | PMA1302A | 3C x 10-2XWY FRLSH-0.6-1kV-CLM-LOT1 | 1000 | 3C x 10 | 2XWY FRLSH | 0.6-1kV | CLM | Area-06 | LOT1 | 3C x 10 CU | 216
438 | LCS-PMA1302A-LV-C01 | LCS-PMA1302A | 5C x 2.5-2XWY FRLSH-0.6-1kV-CLM-LOT1 | 1000 | 5C x 2.5 | 2XWY FRLSH | 0.6-1kV | CLM | Area-06 | LOT1 | 5C x 2.5 CU | 216
440 | LCS-PMA1305-LV-C01 | LCS-PMA1305 | 5C x 2.5-2XWY FRLSH-0.6-1kV-CLM-LOT1 | 1000 | 5C x 2.5 | 2XWY FRLSH | 0.6-1kV | CLM | Area-06 | LOT1 | 5C x 2.5 CU | 195
445 | PMA1501B-LV-P01 | PMA1501B | 3C x 10-2XWY FRLSH-0.6-1kV-CLM-LOT1 | 1000 | 3C x 10 | 2XWY FRLSH | 0.6-1kV | CLM | Area-07 | LOT1 | 3C x 10 CU | 276
446 | LCS-PMA1501B-LV-C01 | LCS-PMA1501B | 5C x 2.5-2XWY FRLSH-0.6-1kV-CLM-LOT1 | 1000 | 5C x 2.5 | 2XWY FRLSH | 0.6-1kV | CLM | Area-07 | LOT1 | 5C x 2.5 CU | 276
449 | LCS-PMA1502A-LV-C02 | LCS-PMA1502A | 5C x 2.5-2XWY FRLSH-0.6-1kV-CLM-LOT1 | 1000 | 5C x 2.5 | 2XWY FRLSH | 0.6-1kV | CLM | Area-07 | LOT1 | 5C x 2.5 CU | 229
451 | LCS-PMA1801A-LV-C01 | LCS-PMA1801A | 5C x 2.5-2XWY FRLSH-0.6-1kV-CLM-LOT1 | 1000 | 5C x 2.5 | 2XWY FRLSH | 0.6-1kV | CLM | Area-08 | LOT1 | 5C x 2.5 CU | 163
452 | PMA1822B-LV-P01 | PMA1822B | 3C x 10-2XWY FRLSH-0.6-1kV-CLM-LOT1 | 1000 | 3C x 10 | 2XWY FRLSH | 0.6-1kV | CLM | Area-08 | LOT1 | 3C x 10 CU | 181
453 | LCS-PMA1822B-LV-C01 | LCS-PMA1822B | 5C x 2.5-2XWY FRLSH-0.6-1kV-CLM-LOT1 | 1000 | 5C x 2.5 | 2XWY FRLSH | 0.6-1kV | CLM | Area-08 | LOT1 | 5C x 2.5 CU | 181
454 | PMA1824B-LV-P01 | PMA1824B | 3C x 10-2XWY FRLSH-0.6-1kV-CLM-LOT1 | 1000 | 3C x 10 | 2XWY FRLSH | 0.6-1kV | CLM | Area-08 | LOT1 | 3C x 10 CU | 181
455 | LCS-PMA1824B-LV-C01 | LCS-PMA1824B | 5C x 2.5-2XWY FRLSH-0.6-1kV-CLM-LOT1 | 1000 | 5C x 2.5 | 2XWY FRLSH | 0.6-1kV | CLM | Area-08 | LOT1 | 5C x 2.5 CU | 181
456 | PMA1832B-LV-P01 | PMA1832B | 3C x 10-2XWY FRLSH-0.6-1kV-CLM-LOT1 | 1000 | 3C x 10 | 2XWY FRLSH | 0.6-1kV | CLM | Area-08 | LOT1 | 3C x 10 CU | 176
457 | LCS-PMA1832B-LV-C01 | LCS-PMA1832B | 5C x 2.5-2XWY FRLSH-0.6-1kV-CLM-LOT1 | 1000 | 5C x 2.5 | 2XWY FRLSH | 0.6-1kV | CLM | Area-08 | LOT1 | 5C x 2.5 CU | 176
459 | LCS-PMA1833B-LV-C01 | LCS-PMA1833B | 5C x 2.5-2XWY FRLSH-0.6-1kV-CLM-LOT1 | 1000 | 5C x 2.5 | 2XWY FRLSH | 0.6-1kV | CLM | Area-08 | LOT1 | 5C x 2.5 CU | 169
460 | PMA1842B-LV-P01 | PMA1842B | 3C x 10-2XWY FRLSH-0.6-1kV-CLM-LOT1 | 1000 | 3C x 10 | 2XWY FRLSH | 0.6-1kV | CLM | Area-08 | LOT1 | 3C x 10 CU | 169
461 | LCS-PMA1842B-LV-C01 | LCS-PMA1842B | 5C x 2.5-2XWY FRLSH-0.6-1kV-CLM-LOT1 | 1000 | 5C x 2.5 | 2XWY FRLSH | 0.6-1kV | CLM | Area-08 | LOT1 | 5C x 2.5 CU | 169
463 | LCS-PMA1844-LV-C01 | LCS-PMA1844 | 5C x 2.5-2XWY FRLSH-0.6-1kV-CLM-LOT1 | 1000 | 5C x 2.5 | 2XWY FRLSH | 0.6-1kV | CLM | Area-08 | LOT1 | 5C x 2.5 CU | 163
464 | PMA1851B-LV-P01 | PMA1851B | 3C x 10-2XWY FRLSH-0.6-1kV-CLM-LOT1 | 1000 | 3C x 10 | 2XWY FRLSH | 0.6-1kV | CLM | Area-08 | LOT1 | 3C x 10 CU | 190
465 | LCS-PMA1851B-LV-C01 | LCS-PMA1851B | 5C x 2.5-2XWY FRLSH-0.6-1kV-CLM-LOT1 | 1000 | 5C x 2.5 | 2XWY FRLSH | 0.6-1kV | CLM | Area-08 | LOT1 | 5C x 2.5 CU | 190
469 | PMA2601B-LV-P01 | PMA2601B | 3C x 10-2XWY FRLSH-0.6-1kV-CLM-LOT1 | 1000 | 3C x 10 | 2XWY FRLSH | 0.6-1kV | CLM | Area-11 | LOT1 | 3C x 10 CU | 358
470 | LCS-PMA2601B-LV-C01 | LCS-PMA2601B | 5C x 2.5-2XWY FRLSH-0.6-1kV-CLM-LOT1 | 1000 | 5C x 2.5 | 2XWY FRLSH | 0.6-1kV | CLM | Area-11 | LOT1 | 5C x 2.5 CU | 358
471 | PJBPMA2603B-LV-P01 | PJBPMA2603B | 3C x 10-2XWY FRLSH-0.6-1kV-CLM-LOT1 | 1000 | 3C x 10 | 2XWY FRLSH | 0.6-1kV | CLM | Area-11 | LOT1 | 3C x 10 CU | 360
473 | LCS-PMA2603B-LV-C01 | LCS-PMA2603B | 5C x 2.5-2XWY FRLSH-0.6-1kV-CLM-LOT1 | 1000 | 5C x 2.5 | 2XWY FRLSH | 0.6-1kV | CLM | Area-11 | LOT1 | 5C x 2.5 CU | 360
478 | UCP-PMA501AB-LV-C03 | UCP-PMA501AB | 5C x 2.5-2XWY FRLSH-0.6-1kV-CLM-LOT1 | 1000 | 5C x 2.5 | 2XWY FRLSH | 0.6-1kV | CLM | Area-07 | LOT1 | 5C x 2.5 CU | 105
483 | UCP-PMA501BB-LV-C03 | UCP-PMA501BB | 5C x 2.5-2XWY FRLSH-0.6-1kV-CLM-LOT1 | 1000 | 5C x 2.5 | 2XWY FRLSH | 0.6-1kV | CLM | Area-07 | LOT1 | 5C x 2.5 CU | 105
484 | HHMA501B-LV-P01 | HHMA501B | 3C x 10-2XWY FRLSH-0.6-1kV-CLM-LOT1 | 1000 | 3C x 10 | 2XWY FRLSH | 0.6-1kV | CLM | Area-07 | LOT1 | 3C x 10 CU | 250
487 | UCP-HHMA501B-LV-C03 | UCP-HHMA501B | 5C x 2.5-2XWY FRLSH-0.6-1kV-CLM-LOT1 | 1000 | 5C x 2.5 | 2XWY FRLSH | 0.6-1kV | CLM | Area-07 | LOT1 | 5C x 2.5 CU | 105
488 | FMA501AB-LV-P01 | FMA501AB | 3C x 10-2XWY FRLSH-0.6-1kV-CLM-LOT1 | 1000 | 3C x 10 | 2XWY FRLSH | 0.6-1kV | CLM | Area-07 | LOT1 | 3C x 10 CU | 291
490 | UCP-FMA501AB-LV-C02 | UCP-FMA501AB | 5C x 2.5-2XWY FRLSH-0.6-1kV-CLM-LOT1 | 1000 | 5C x 2.5 | 2XWY FRLSH | 0.6-1kV | CLM | Area-07 | LOT1 | 5C x 2.5 CU | 105
491 | FMA501BB-LV-P01 | FMA501BB | 3C x 10-2XWY FRLSH-0.6-1kV-CLM-LOT1 | 1000 | 3C x 10 | 2XWY FRLSH | 0.6-1kV | CLM | Area-07 | LOT1 | 3C x 10 CU | 309
493 | UCP-FMA501BB-LV-C02 | UCP-FMA501BB | 5C x 2.5-2XWY FRLSH-0.6-1kV-CLM-LOT1 | 1000 | 5C x 2.5 | 2XWY FRLSH | 0.6-1kV | CLM | Area-07 | LOT1 | 5C x 2.5 CU | 105
498 | PMB1301B-LV-P01 | PMB1301B | 3C x 10-2XWY FRLSH-0.6-1kV-CLM-LOT1 | 1000 | 3C x 10 | 2XWY FRLSH | 0.6-1kV | CLM | Area-12 | LOT1 | 3C x 10 CU | 255
499 | LCS-PMB1301B-LV-C01 | LCS-PMB1301B | 5C x 2.5-2XWY FRLSH-0.6-1kV-CLM-LOT1 | 1000 | 5C x 2.5 | 2XWY FRLSH | 0.6-1kV | CLM | Area-12 | LOT1 | 5C x 2.5 CU | 255
500 | PMB1302B-LV-P01 | PMB1302B | 3C x 10-2XWY FRLSH-0.6-1kV-CLM-LOT1 | 1000 | 3C x 10 | 2XWY FRLSH | 0.6-1kV | CLM | Area-12 | LOT1 | 3C x 10 CU | 267
501 | LCS-PMB1302B-LV-C01 | LCS-PMB1302B | 5C x 2.5-2XWY FRLSH-0.6-1kV-CLM-LOT1 | 1000 | 5C x 2.5 | 2XWY FRLSH | 0.6-1kV | CLM | Area-12 | LOT1 | 5C x 2.5 CU | 267
503 | LCS-PMB1305-LV-C01 | LCS-PMB1305 | 5C x 2.5-2XWY FRLSH-0.6-1kV-CLM-LOT1 | 1000 | 5C x 2.5 | 2XWY FRLSH | 0.6-1kV | CLM | Area-12 | LOT1 | 5C x 2.5 CU | 244
508 | PMB1501A-LV-P01 | PMB1501A | 3C x 10-2XWY FRLSH-0.6-1kV-CLM-LOT1 | 1000 | 3C x 10 | 2XWY FRLSH | 0.6-1kV | CLM | Area-13 | LOT1 | 3C x 10 CU | 314
509 | LCS-PMB1501A-LV-C01 | LCS-PMB1501A | 5C x 2.5-2XWY FRLSH-0.6-1kV-CLM-LOT1 | 1000 | 5C x 2.5 | 2XWY FRLSH | 0.6-1kV | CLM | Area-13 | LOT1 | 5C x 2.5 CU | 314
512 | LCS-PMB1502A-LV-C02 | LCS-PMB1502A | 5C x 2.5-2XWY FRLSH-0.6-1kV-CLM-LOT1 | 1000 | 5C x 2.5 | 2XWY FRLSH | 0.6-1kV | CLM | Area-13 | LOT1 | 5C x 2.5 CU | 313
514 | LCS-PMB1801B-LV-C01 | LCS-PMB1801B | 5C x 2.5-2XWY FRLSH-0.6-1kV-CLM-LOT1 | 1000 | 5C x 2.5 | 2XWY FRLSH | 0.6-1kV | CLM | Area-14 | LOT1 | 5C x 2.5 CU | 246
515 | PMB1822A-LV-P01 | PMB1822A | 3C x 10-2XWY FRLSH-0.6-1kV-CLM-LOT1 | 1000 | 3C x 10 | 2XWY FRLSH | 0.6-1kV | CLM | Area-14 | LOT1 | 3C x 10 CU | 269
516 | LCS-PMB1822A-LV-C01 | LCS-PMB1822A | 5C x 2.5-2XWY FRLSH-0.6-1kV-CLM-LOT1 | 1000 | 5C x 2.5 | 2XWY FRLSH | 0.6-1kV | CLM | Area-14 | LOT1 | 5C x 2.5 CU | 269
517 | PMB1824B-LV-P01 | PMB1824B | 3C x 10-2XWY FRLSH-0.6-1kV-CLM-LOT1 | 1000 | 3C x 10 | 2XWY FRLSH | 0.6-1kV | CLM | Area-14 | LOT1 | 3C x 10 CU | 264
518 | LCS-PMB1824B-LV-C01 | LCS-PMB1824B | 5C x 2.5-2XWY FRLSH-0.6-1kV-CLM-LOT1 | 1000 | 5C x 2.5 | 2XWY FRLSH | 0.6-1kV | CLM | Area-14 | LOT1 | 5C x 2.5 CU | 264
519 | PMB1832A-LV-P01 | PMB1832A | 3C x 10-2XWY FRLSH-0.6-1kV-CLM-LOT1 | 1000 | 3C x 10 | 2XWY FRLSH | 0.6-1kV | CLM | Area-14 | LOT1 | 3C x 10 CU | 258
520 | LCS-PMB1832A-LV-C01 | LCS-PMB1832A | 5C x 2.5-2XWY FRLSH-0.6-1kV-CLM-LOT1 | 1000 | 5C x 2.5 | 2XWY FRLSH | 0.6-1kV | CLM | Area-14 | LOT1 | 5C x 2.5 CU | 258
522 | LCS-PMB1833A-LV-C01 | LCS-PMB1833A | 5C x 2.5-2XWY FRLSH-0.6-1kV-CLM-LOT1 | 1000 | 5C x 2.5 | 2XWY FRLSH | 0.6-1kV | CLM | Area-14 | LOT1 | 5C x 2.5 CU | 254
523 | PMB1842B-LV-P01 | PMB1842B | 3C x 10-2XWY FRLSH-0.6-1kV-CLM-LOT1 | 1000 | 3C x 10 | 2XWY FRLSH | 0.6-1kV | CLM | Area-14 | LOT1 | 3C x 10 CU | 248
524 | LCS-PMB1842B-LV-C01 | LCS-PMB1842B | 5C x 2.5-2XWY FRLSH-0.6-1kV-CLM-LOT1 | 1000 | 5C x 2.5 | 2XWY FRLSH | 0.6-1kV | CLM | Area-14 | LOT1 | 5C x 2.5 CU | 248
525 | PMB1851A-LV-P01 | PMB1851A | 3C x 10-2XWY FRLSH-0.6-1kV-CLM-LOT1 | 1000 | 3C x 10 | 2XWY FRLSH | 0.6-1kV | CLM | Area-14 | LOT1 | 3C x 10 CU | 274
526 | LCS-PMB1851A-LV-C01 | LCS-PMB1851A | 5C x 2.5-2XWY FRLSH-0.6-1kV-CLM-LOT1 | 1000 | 5C x 2.5 | 2XWY FRLSH | 0.6-1kV | CLM | Area-14 | LOT1 | 5C x 2.5 CU | 274
530 | PMB2601A-LV-P01 | PMB2601A | 3C x 10-2XWY FRLSH-0.6-1kV-CLM-LOT1 | 1000 | 3C x 10 | 2XWY FRLSH | 0.6-1kV | CLM | Area-11 | LOT1 | 3C x 10 CU | 371
531 | LCS-PMB2601A-LV-C01 | LCS-PMB2601A | 5C x 2.5-2XWY FRLSH-0.6-1kV-CLM-LOT1 | 1000 | 5C x 2.5 | 2XWY FRLSH | 0.6-1kV | CLM | Area-11 | LOT1 | 5C x 2.5 CU | 371
532 | PJBPMB2603B-LV-P01 | PJBPMB2603B | 3C x 10-2XWY FRLSH-0.6-1kV-CLM-LOT1 | 1000 | 3C x 10 | 2XWY FRLSH | 0.6-1kV | CLM | Area-11 | LOT1 | 3C x 10 CU | 376
534 | LCS-PMB2603B-LV-C01 | LCS-PMB2603B | 5C x 2.5-2XWY FRLSH-0.6-1kV-CLM-LOT1 | 1000 | 5C x 2.5 | 2XWY FRLSH | 0.6-1kV | CLM | Area-11 | LOT1 | 5C x 2.5 CU | 376
536 | LCS-PMB35021-LV-C01 | LCS-PMB35021 | 5C x 2.5-2XWY FRLSH-0.6-1kV-CLM-LOT1 | 1000 | 5C x 2.5 | 2XWY FRLSH | 0.6-1kV | CLM | Area-09 | LOT1 | 5C x 2.5 CU | 267
541 | UCP-PMB501AB-LV-C03 | UCP-PMB501AB | 5C x 2.5-2XWY FRLSH-0.6-1kV-CLM-LOT1 | 1000 | 5C x 2.5 | 2XWY FRLSH | 0.6-1kV | CLM | Area-13 | LOT1 | 5C x 2.5 CU | 115
546 | UCP-PMB501BB-LV-C03 | UCP-PMB501BB | 5C x 2.5-2XWY FRLSH-0.6-1kV-CLM-LOT1 | 1000 | 5C x 2.5 | 2XWY FRLSH | 0.6-1kV | CLM | Area-13 | LOT1 | 5C x 2.5 CU | 115
548 | HHMB501A-LV-P02 | HHMB501A | 3C x 10-2XWY FRLSH-0.6-1kV-CLM-LOT1 | 1000 | 3C x 10 | 2XWY FRLSH | 0.6-1kV | CLM | Area-13 | LOT1 | 3C x 10 CU | 15
551 | UCP-HHMB501A-LV-C02 | UCP-HHMB501A | 5C x 2.5-2XWY FRLSH-0.6-1kV-CLM-LOT1 | 1000 | 5C x 2.5 | 2XWY FRLSH | 0.6-1kV | CLM | Area-13 | LOT1 | 5C x 2.5 CU | 115
552 | FMB501AB-LV-P01 | FMB501AB | 3C x 10-2XWY FRLSH-0.6-1kV-CLM-LOT1 | 1000 | 3C x 10 | 2XWY FRLSH | 0.6-1kV | CLM | Area-13 | LOT1 | 3C x 10 CU | 331
554 | UCP-FMB501AB-LV-C02 | UCP-FMB501AB | 5C x 2.5-2XWY FRLSH-0.6-1kV-CLM-LOT1 | 1000 | 5C x 2.5 | 2XWY FRLSH | 0.6-1kV | CLM | Area-13 | LOT1 | 5C x 2.5 CU | 115
555 | FMB501BB-LV-P01 | FMB501BB | 3C x 10-2XWY FRLSH-0.6-1kV-CLM-LOT1 | 1000 | 3C x 10 | 2XWY FRLSH | 0.6-1kV | CLM | Area-13 | LOT1 | 3C x 10 CU | 333
557 | UCP-FMB501BB-LV-C02 | UCP-FMB501BB | 5C x 2.5-2XWY FRLSH-0.6-1kV-CLM-LOT1 | 1000 | 5C x 2.5 | 2XWY FRLSH | 0.6-1kV | CLM | Area-13 | LOT1 | 5C x 2.5 CU | 115
562 | PMB1301A-LV-P01 | PMB1301A | 3C x 10-2XWY FRLSH-0.6-1kV-CLM-LOT1 | 1000 | 3C x 10 | 2XWY FRLSH | 0.6-1kV | CLM | Area-12 | LOT1 | 3C x 10 CU | 255
563 | LCS-PMB1301A-LV-C01 | LCS-PMB1301A | 5C x 2.5-2XWY FRLSH-0.6-1kV-CLM-LOT1 | 1000 | 5C x 2.5 | 2XWY FRLSH | 0.6-1kV | CLM | Area-12 | LOT1 | 5C x 2.5 CU | 255
564 | PMB1302A-LV-P01 | PMB1302A | 3C x 10-2XWY FRLSH-0.6-1kV-CLM-LOT1 | 1000 | 3C x 10 | 2XWY FRLSH | 0.6-1kV | CLM | Area-12 | LOT1 | 3C x 10 CU | 267
565 | LCS-PMB1302A-LV-C01 | LCS-PMB1302A | 5C x 2.5-2XWY FRLSH-0.6-1kV-CLM-LOT1 | 1000 | 5C x 2.5 | 2XWY FRLSH | 0.6-1kV | CLM | Area-12 | LOT1 | 5C x 2.5 CU | 267
570 | PMB1501B-LV-P01 | PMB1501B | 3C x 10-2XWY FRLSH-0.6-1kV-CLM-LOT1 | 1000 | 3C x 10 | 2XWY FRLSH | 0.6-1kV | CLM | Area-13 | LOT1 | 3C x 10 CU | 327
571 | LCS-PMB1501B-LV-C01 | LCS-PMB1501B | 5C x 2.5-2XWY FRLSH-0.6-1kV-CLM-LOT1 | 1000 | 5C x 2.5 | 2XWY FRLSH | 0.6-1kV | CLM | Area-13 | LOT1 | 5C x 2.5 CU | 327
574 | LCS-PMB1502B-LV-C02 | LCS-PMB1502B | 5C x 2.5-2XWY FRLSH-0.6-1kV-CLM-LOT1 | 1000 | 5C x 2.5 | 2XWY FRLSH | 0.6-1kV | CLM | Area-13 | LOT1 | 5C x 2.5 CU | 277
576 | LCS-PMB1801A-LV-C01 | LCS-PMB1801A | 5C x 2.5-2XWY FRLSH-0.6-1kV-CLM-LOT1 | 1000 | 5C x 2.5 | 2XWY FRLSH | 0.6-1kV | CLM | Area-14 | LOT1 | 5C x 2.5 CU | 246
577 | PMB1822B-LV-P01 | PMB1822B | 3C x 10-2XWY FRLSH-0.6-1kV-CLM-LOT1 | 1000 | 3C x 10 | 2XWY FRLSH | 0.6-1kV | CLM | Area-14 | LOT1 | 3C x 10 CU | 269
578 | LCS-PMB1822B-LV-C01 | LCS-PMB1822B | 5C x 2.5-2XWY FRLSH-0.6-1kV-CLM-LOT1 | 1000 | 5C x 2.5 | 2XWY FRLSH | 0.6-1kV | CLM | Area-14 | LOT1 | 5C x 2.5 CU | 269
579 | PMB1824A-LV-P01 | PMB1824A | 3C x 10-2XWY FRLSH-0.6-1kV-CLM-LOT1 | 1000 | 3C x 10 | 2XWY FRLSH | 0.6-1kV | CLM | Area-14 | LOT1 | 3C x 10 CU | 264
580 | LCS-PMB1824A-LV-C01 | LCS-PMB1824A | 5C x 2.5-2XWY FRLSH-0.6-1kV-CLM-LOT1 | 1000 | 5C x 2.5 | 2XWY FRLSH | 0.6-1kV | CLM | Area-14 | LOT1 | 5C x 2.5 CU | 264
581 | PMB1832B-LV-P01 | PMB1832B | 3C x 10-2XWY FRLSH-0.6-1kV-CLM-LOT1 | 1000 | 3C x 10 | 2XWY FRLSH | 0.6-1kV | CLM | Area-14 | LOT1 | 3C x 10 CU | 258
582 | LCS-PMB1832B-LV-C01 | LCS-PMB1832B | 5C x 2.5-2XWY FRLSH-0.6-1kV-CLM-LOT1 | 1000 | 5C x 2.5 | 2XWY FRLSH | 0.6-1kV | CLM | Area-14 | LOT1 | 5C x 2.5 CU | 258
584 | LCS-PMB1833B-LV-C01 | LCS-PMB1833B | 5C x 2.5-2XWY FRLSH-0.6-1kV-CLM-LOT1 | 1000 | 5C x 2.5 | 2XWY FRLSH | 0.6-1kV | CLM | Area-14 | LOT1 | 5C x 2.5 CU | 254
585 | PMB1842A-LV-P01 | PMB1842A | 3C x 10-2XWY FRLSH-0.6-1kV-CLM-LOT1 | 1000 | 3C x 10 | 2XWY FRLSH | 0.6-1kV | CLM | Area-14 | LOT1 | 3C x 10 CU | 248
586 | LCS-PMB1842A-LV-C01 | LCS-PMB1842A | 5C x 2.5-2XWY FRLSH-0.6-1kV-CLM-LOT1 | 1000 | 5C x 2.5 | 2XWY FRLSH | 0.6-1kV | CLM | Area-14 | LOT1 | 5C x 2.5 CU | 248
588 | LCS-PMB1844-LV-C01 | LCS-PMB1844 | 5C x 2.5-2XWY FRLSH-0.6-1kV-CLM-LOT1 | 1000 | 5C x 2.5 | 2XWY FRLSH | 0.6-1kV | CLM | Area-14 | LOT1 | 5C x 2.5 CU | 246
589 | PMB1851B-LV-P01 | PMB1851B | 3C x 10-2XWY FRLSH-0.6-1kV-CLM-LOT1 | 1000 | 3C x 10 | 2XWY FRLSH | 0.6-1kV | CLM | Area-14 | LOT1 | 3C x 10 CU | 274
590 | LCS-PMB1851B-LV-C01 | LCS-PMB1851B | 5C x 2.5-2XWY FRLSH-0.6-1kV-CLM-LOT1 | 1000 | 5C x 2.5 | 2XWY FRLSH | 0.6-1kV | CLM | Area-14 | LOT1 | 5C x 2.5 CU | 274
594 | PMB2601B-LV-P01 | PMB2601B | 3C x 10-2XWY FRLSH-0.6-1kV-CLM-LOT1 | 1000 | 3C x 10 | 2XWY FRLSH | 0.6-1kV | CLM | Area-11 | LOT1 | 3C x 10 CU | 371
595 | LCS-PMB2601B-LV-C01 | LCS-PMB2601B | 5C x 2.5-2XWY FRLSH-0.6-1kV-CLM-LOT1 | 1000 | 5C x 2.5 | 2XWY FRLSH | 0.6-1kV | CLM | Area-11 | LOT1 | 5C x 2.5 CU | 371
596 | PJBPMB2603A-LV-P01 | PJBPMB2603A | 3C x 10-2XWY FRLSH-0.6-1kV-CLM-LOT1 | 1000 | 3C x 10 | 2XWY FRLSH | 0.6-1kV | CLM | Area-11 | LOT1 | 3C x 10 CU | 376
598 | LCS-PMB2603A-LV-C01 | LCS-PMB2603A | 5C x 2.5-2XWY FRLSH-0.6-1kV-CLM-LOT1 | 1000 | 5C x 2.5 | 2XWY FRLSH | 0.6-1kV | CLM | Area-11 | LOT1 | 5C x 2.5 CU | 376
600 | LCS-PMB35022-LV-C01 | LCS-PMB35022 | 5C x 2.5-2XWY FRLSH-0.6-1kV-CLM-LOT1 | 1000 | 5C x 2.5 | 2XWY FRLSH | 0.6-1kV | CLM | Area-09 | LOT1 | 5C x 2.5 CU | 267
605 | UCP-PMB501AA-LV-C03 | UCP-PMB501AA | 5C x 2.5-2XWY FRLSH-0.6-1kV-CLM-LOT1 | 1000 | 5C x 2.5 | 2XWY FRLSH | 0.6-1kV | CLM | Area-13 | LOT1 | 5C x 2.5 CU | 115
610 | UCP-PMB501BA-LV-C03 | UCP-PMB501BA | 5C x 2.5-2XWY FRLSH-0.6-1kV-CLM-LOT1 | 1000 | 5C x 2.5 | 2XWY FRLSH | 0.6-1kV | CLM | Area-13 | LOT1 | 5C x 2.5 CU | 115
612 | HHMB501B-LV-P02 | HHMB501B | 3C x 10-2XWY FRLSH-0.6-1kV-CLM-LOT1 | 1000 | 3C x 10 | 2XWY FRLSH | 0.6-1kV | CLM | Area-13 | LOT1 | 3C x 10 CU | 15
615 | UCP-HHMB501B-LV-C02 | UCP-HHMB501B | 5C x 2.5-2XWY FRLSH-0.6-1kV-CLM-LOT1 | 1000 | 5C x 2.5 | 2XWY FRLSH | 0.6-1kV | CLM | Area-13 | LOT1 | 5C x 2.5 CU | 105
616 | FMB501AA-LV-P01 | FMB501AA | 3C x 10-2XWY FRLSH-0.6-1kV-CLM-LOT1 | 1000 | 3C x 10 | 2XWY FRLSH | 0.6-1kV | CLM | Area-13 | LOT1 | 3C x 10 CU | 343
618 | UCP-FMB501AA-LV-C02 | UCP-FMB501AA | 5C x 2.5-2XWY FRLSH-0.6-1kV-CLM-LOT1 | 1000 | 5C x 2.5 | 2XWY FRLSH | 0.6-1kV | CLM | Area-13 | LOT1 | 5C x 2.5 CU | 105
619 | FMB501BA-LV-P01 | FMB501BA | 3C x 10-2XWY FRLSH-0.6-1kV-CLM-LOT1 | 1000 | 3C x 10 | 2XWY FRLSH | 0.6-1kV | CLM | Area-13 | LOT1 | 3C x 10 CU | 360
621 | UCP-FMB501BA-LV-C02 | UCP-FMB501BA | 5C x 2.5-2XWY FRLSH-0.6-1kV-CLM-LOT1 | 1000 | 5C x 2.5 | 2XWY FRLSH | 0.6-1kV | CLM | Area-13 | LOT1 | 5C x 2.5 CU | 105
626 | PJBPM1201A-LV-P01 | PJBPM1201A | 3C x 10-2XWY FRLSH-0.6-1kV-CLM-LOT1 | 1000 | 3C x 10 | 2XWY FRLSH | 0.6-1kV | CLM | Area-08 | LOT1 | 3C x 10 CU | 201
628 | LCS-PM1201A-LV-C01 | LCS-PM1201A | 5C x 2.5-2XWY FRLSH-0.6-1kV-CLM-LOT1 | 1000 | 5C x 2.5 | 2XWY FRLSH | 0.6-1kV | CLM | Area-08 | LOT1 | 5C x 2.5 CU | 201
630 | LCS-PM1202A-LV-C01 | LCS-PM1202A | 5C x 2.5-2XWY FRLSH-0.6-1kV-CLM-LOT1 | 1000 | 5C x 2.5 | 2XWY FRLSH | 0.6-1kV | CLM | Area-08 | LOT1 | 5C x 2.5 CU | 213
632 | LCS-PM1211A-LV-C01 | LCS-PM1211A | 5C x 2.5-2XWY FRLSH-0.6-1kV-CLM-LOT1 | 1000 | 5C x 2.5 | 2XWY FRLSH | 0.6-1kV | CLM | Area-08 | LOT1 | 5C x 2.5 CU | 205
633 | BL1301B-LV-P01 | BL1301B | 3C x 10-2XWY FRLSH-0.6-1kV-CLM-LOT1 | 1000 | 3C x 10 | 2XWY FRLSH | 0.6-1kV | CLM | Area-18 | LOT1 | 3C x 10 CU | 337
634 | LCS-BL1301B-LV-C01 | LCS-BL1301B | 5C x 2.5-2XWY FRLSH-0.6-1kV-CLM-LOT1 | 1000 | 5C x 2.5 | 2XWY FRLSH | 0.6-1kV | CLM | Area-18 | LOT1 | 5C x 2.5 CU | 337
636 | LCS-PM1303A-LV-C01 | LCS-PM1303A | 5C x 2.5-2XWY FRLSH-0.6-1kV-CLM-LOT1 | 1000 | 5C x 2.5 | 2XWY FRLSH | 0.6-1kV | CLM | Area-18 | LOT1 | 5C x 2.5 CU | 345
639 | LCS-PM1304A-LV-C01 | LCS-PM1304A | 5C x 2.5-2XWY FRLSH-0.6-1kV-CLM-LOT1 | 1000 | 5C x 2.5 | 2XWY FRLSH | 0.6-1kV | CLM | Area-18 | LOT1 | 5C x 2.5 CU | 342
641 | LCS-PM1601A-LV-C01 | LCS-PM1601A | 5C x 2.5-2XWY FRLSH-0.6-1kV-CLM-LOT1 | 1000 | 5C x 2.5 | 2XWY FRLSH | 0.6-1kV | CLM | Area-05 | LOT1 | 5C x 2.5 CU | 351
643 | PM1701B-LV-P02 | PM1701B | 3C x 10-2XWY FRLSH-0.6-1kV-CLM-LOT1 | 1000 | 3C x 10 | 2XWY FRLSH | 0.6-1kV | CLM | Area-14 | LOT1 | 3C x 10 CU | 10
644 | LCS-PM1701B-LV-C01 | LCS-PM1701B | 5C x 2.5-2XWY FRLSH-0.6-1kV-CLM-LOT1 | 1000 | 5C x 2.5 | 2XWY FRLSH | 0.6-1kV | CLM | Area-14 | LOT1 | 5C x 2.5 CU | 298
649 | LCS-PM1703B-LV-C01 | LCS-PM1703B | 5C x 2.5-2XWY FRLSH-0.6-1kV-CLM-LOT1 | 1000 | 5C x 2.5 | 2XWY FRLSH | 0.6-1kV | CLM | Area-14 | LOT1 | 5C x 2.5 CU | 311
650 | PM1704B-LV-P01 | PM1704B | 3C x 10-2XWY FRLSH-0.6-1kV-CLM-LOT1 | 1000 | 3C x 10 | 2XWY FRLSH | 0.6-1kV | CLM | Area-14 | LOT1 | 3C x 10 CU | 287
651 | LCS-PM1704B-LV-C01 | LCS-PM1704B | 5C x 2.5-2XWY FRLSH-0.6-1kV-CLM-LOT1 | 1000 | 5C x 2.5 | 2XWY FRLSH | 0.6-1kV | CLM | Area-14 | LOT1 | 5C x 2.5 CU | 287
653 | LCS-PM1705B-LV-C01 | LCS-PM1705B | 5C x 2.5-2XWY FRLSH-0.6-1kV-CLM-LOT1 | 1000 | 5C x 2.5 | 2XWY FRLSH | 0.6-1kV | CLM | Area-14 | LOT1 | 5C x 2.5 CU | 309
654 | PM1901B-LV-P01 | PM1901B | 3C x 10-2XWY FRLSH-0.6-1kV-CLM-LOT1 | 1000 | 3C x 10 | 2XWY FRLSH | 0.6-1kV | CLM | Area-14 | LOT1 | 3C x 10 CU | 302
655 | LCS-PM1901B-LV-C01 | LCS-PM1901B | 5C x 2.5-2XWY FRLSH-0.6-1kV-CLM-LOT1 | 1000 | 5C x 2.5 | 2XWY FRLSH | 0.6-1kV | CLM | Area-14 | LOT1 | 5C x 2.5 CU | 302
656 | PJBPM1902A-LV-P01 | PJBPM1902A | 3C x 10-2XWY FRLSH-0.6-1kV-CLM-LOT1 | 1000 | 3C x 10 | 2XWY FRLSH | 0.6-1kV | CLM | Area-14 | LOT1 | 3C x 10 CU | 297
658 | LCS-PM1902A-LV-C01 | LCS-PM1902A | 5C x 2.5-2XWY FRLSH-0.6-1kV-CLM-LOT1 | 1000 | 5C x 2.5 | 2XWY FRLSH | 0.6-1kV | CLM | Area-14 | LOT1 | 5C x 2.5 CU | 297
663 | LCS-PM2103A-LV-C01 | LCS-PM2103A | 5C x 2.5-2XWY FRLSH-0.6-1kV-CLM-LOT1 | 1000 | 5C x 2.5 | 2XWY FRLSH | 0.6-1kV | CLM | Area-10 | LOT1 | 5C x 2.5 CU | 379
665 | PM2252-LV-P02 | PM2252 | 3C x 10-2XWY FRLSH-0.6-1kV-CLM-LOT1 | 1000 | 3C x 10 | 2XWY FRLSH | 0.6-1kV | CLM | Area-11 | LOT1 | 3C x 10 CU | 10
666 | LCS-PM2252-LV-C01 | LCS-PM2252 | 5C x 2.5-2XWY FRLSH-0.6-1kV-CLM-LOT1 | 1000 | 5C x 2.5 | 2XWY FRLSH | 0.6-1kV | CLM | Area-11 | LOT1 | 5C x 2.5 CU | 352
668 | LCS-PM2351A-LV-C01 | LCS-PM2351A | 5C x 2.5-2XWY FRLSH-0.6-1kV-CLM-LOT1 | 1000 | 5C x 2.5 | 2XWY FRLSH | 0.6-1kV | CLM | Area-11 | LOT1 | 5C x 2.5 CU | 344
669 | PM2404A-LV-P01 | PM2404A | 3C x 10-2XWY FRLSH-0.6-1kV-CLM-LOT1 | 1000 | 3C x 10 | 2XWY FRLSH | 0.6-1kV | CLM | Area-05 | LOT1 | 3C x 10 CU | 271
670 | LCS-PM2404A-LV-C01 | LCS-PM2404A | 5C x 2.5-2XWY FRLSH-0.6-1kV-CLM-LOT1 | 1000 | 5C x 2.5 | 2XWY FRLSH | 0.6-1kV | CLM | Area-05 | LOT1 | 5C x 2.5 CU | 271
671 | PM2405B-LV-P01 | PM2405B | 3C x 10-2XWY FRLSH-0.6-1kV-CLM-LOT1 | 1000 | 3C x 10 | 2XWY FRLSH | 0.6-1kV | CLM | Area-05 | LOT1 | 3C x 10 CU | 262
672 | LCS-PM2405B-LV-C01 | LCS-PM2405B | 5C x 2.5-2XWY FRLSH-0.6-1kV-CLM-LOT1 | 1000 | 5C x 2.5 | 2XWY FRLSH | 0.6-1kV | CLM | Area-05 | LOT1 | 5C x 2.5 CU | 262
673 | PM2502A-LV-P01 | PM2502A | 3C x 10-2XWY FRLSH-0.6-1kV-CLM-LOT1 | 1000 | 3C x 10 | 2XWY FRLSH | 0.6-1kV | CLM | Area-05 | LOT1 | 3C x 10 CU | 345
674 | LCS-PM2502A-LV-C01 | LCS-PM2502A | 5C x 2.5-2XWY FRLSH-0.6-1kV-CLM-LOT1 | 1000 | 5C x 2.5 | 2XWY FRLSH | 0.6-1kV | CLM | Area-05 | LOT1 | 5C x 2.5 CU | 345
676 | LCS-PM30011-LV-C01 | LCS-PM30011 | 5C x 2.5-2XWY FRLSH-0.6-1kV-CLM-LOT1 | 1000 | 5C x 2.5 | 2XWY FRLSH | 0.6-1kV | CLM | Area-04 | LOT1 | 5C x 2.5 CU | 368
678 | LCS-PM30021-LV-C01 | LCS-PM30021 | 5C x 2.5-2XWY FRLSH-0.6-1kV-CLM-LOT1 | 1000 | 5C x 2.5 | 2XWY FRLSH | 0.6-1kV | CLM | Area-09 | LOT1 | 5C x 2.5 CU | 340
680 | LCS-PM30022-LV-C01 | LCS-PM30022 | 5C x 2.5-2XWY FRLSH-0.6-1kV-CLM-LOT1 | 1000 | 5C x 2.5 | 2XWY FRLSH | 0.6-1kV | CLM | Area-09 | LOT1 | 5C x 2.5 CU | 353
682 | LCS-PM30031-LV-C01 | LCS-PM30031 | 5C x 2.5-2XWY FRLSH-0.6-1kV-CLM-LOT1 | 1000 | 5C x 2.5 | 2XWY FRLSH | 0.6-1kV | CLM | Area-15 | LOT1 | 5C x 2.5 CU | 386
684 | LCS-PM30041-LV-C01 | LCS-PM30041 | 5C x 2.5-2XWY FRLSH-0.6-1kV-CLM-LOT1 | 1000 | 5C x 2.5 | 2XWY FRLSH | 0.6-1kV | CLM | Area-15 | LOT1 | 5C x 2.5 CU | 408
685 | PM3005A-LV-P01 | PM3005A | 3C x 10-2XWY FRLSH-0.6-1kV-CLM-LOT1 | 1000 | 3C x 10 | 2XWY FRLSH | 0.6-1kV | CLM | Area-18 | LOT1 | 3C x 10 CU | 374
686 | LCS-PM3005A-LV-C01 | LCS-PM3005A | 5C x 2.5-2XWY FRLSH-0.6-1kV-CLM-LOT1 | 1000 | 5C x 2.5 | 2XWY FRLSH | 0.6-1kV | CLM | Area-18 | LOT1 | 5C x 2.5 CU | 374
688 | LCS-PM3008A-LV-C01 | LCS-PM3008A | 5C x 2.5-2XWY FRLSH-0.6-1kV-CLM-LOT1 | 1000 | 5C x 2.5 | 2XWY FRLSH | 0.6-1kV | CLM | Area-17 | LOT1 | 5C x 2.5 CU | 329
690 | LCS-PM3009A-LV-C01 | LCS-PM3009A | 5C x 2.5-2XWY FRLSH-0.6-1kV-CLM-LOT1 | 1000 | 5C x 2.5 | 2XWY FRLSH | 0.6-1kV | CLM | Area-17 | LOT1 | 5C x 2.5 CU | 328
692 | LCS-PM3010A-LV-C01 | LCS-PM3010A | 5C x 2.5-2XWY FRLSH-0.6-1kV-CLM-LOT1 | 1000 | 5C x 2.5 | 2XWY FRLSH | 0.6-1kV | CLM | Area-17 | LOT1 | 5C x 2.5 CU | 328
696 | LCS-PM3013-LV-C01 | LCS-PM3013 | 5C x 2.5-2XWY FRLSH-0.6-1kV-CLM-LOT1 | 1000 | 5C x 2.5 | 2XWY FRLSH | 0.6-1kV | CLM | Area-17 | LOT1 | 5C x 2.5 CU | 316
698 | LCS-PM35031-LV-C01 | LCS-PM35031 | 5C x 2.5-2XWY FRLSH-0.6-1kV-CLM-LOT1 | 1000 | 5C x 2.5 | 2XWY FRLSH | 0.6-1kV | CLM | Area-15 | LOT1 | 5C x 2.5 CU | 316
700 | LCS-PM35041-LV-C01 | LCS-PM35041 | 5C x 2.5-2XWY FRLSH-0.6-1kV-CLM-LOT1 | 1000 | 5C x 2.5 | 2XWY FRLSH | 0.6-1kV | CLM | Area-15 | LOT1 | 5C x 2.5 CU | 335
708 | PM5001A1-LV-P01 | PM5001A1 | 3C x 10-2XWY FRLSH-0.6-1kV-CLM-LOT1 | 1000 | 3C x 10 | 2XWY FRLSH | 0.6-1kV | CLM | Area-17 | LOT1 | 3C x 10 CU | 319
710 | PM5001A2-LV-P01 | PM5001A2 | 3C x 10-2XWY FRLSH-0.6-1kV-CLM-LOT1 | 1000 | 3C x 10 | 2XWY FRLSH | 0.6-1kV | CLM | Area-17 | LOT1 | 3C x 10 CU | 319
716 | H5001A1-LV-P01 | H5001A1 | 3C x 10-2XWY FRLSH-0.6-1kV-CLM-LOT1 | 1000 | 3C x 10 | 2XWY FRLSH | 0.6-1kV | CLM | Area-17 | LOT1 | 3C x 10 CU | 358
718 | UCP-H5001A1-LV-C02 | UCP-H5001A1 | 5C x 2.5-2XWY FRLSH-0.6-1kV-CLM-LOT1 | 1000 | 5C x 2.5 | 2XWY FRLSH | 0.6-1kV | CLM | Area-17 | LOT1 | 5C x 2.5 CU | 358
734 | PJBPM1201B-LV-P01 | PJBPM1201B | 3C x 10-2XWY FRLSH-0.6-1kV-CLM-LOT1 | 1000 | 3C x 10 | 2XWY FRLSH | 0.6-1kV | CLM | Area-08 | LOT1 | 3C x 10 CU | 201
736 | LCS-PM1201B-LV-C01 | LCS-PM1201B | 5C x 2.5-2XWY FRLSH-0.6-1kV-CLM-LOT1 | 1000 | 5C x 2.5 | 2XWY FRLSH | 0.6-1kV | CLM | Area-08 | LOT1 | 5C x 2.5 CU | 201
738 | LCS-PM1202B-LV-C01 | LCS-PM1202B | 5C x 2.5-2XWY FRLSH-0.6-1kV-CLM-LOT1 | 1000 | 5C x 2.5 | 2XWY FRLSH | 0.6-1kV | CLM | Area-08 | LOT1 | 5C x 2.5 CU | 213
740 | LCS-PM1211B-LV-C01 | LCS-PM1211B | 5C x 2.5-2XWY FRLSH-0.6-1kV-CLM-LOT1 | 1000 | 5C x 2.5 | 2XWY FRLSH | 0.6-1kV | CLM | Area-08 | LOT1 | 5C x 2.5 CU | 205
741 | BL1301A-LV-P01 | BL1301A | 3C x 10-2XWY FRLSH-0.6-1kV-CLM-LOT1 | 1000 | 3C x 10 | 2XWY FRLSH | 0.6-1kV | CLM | Area-18 | LOT1 | 3C x 10 CU | 337
742 | LCS-BL1301A-LV-C01 | LCS-BL1301A | 5C x 2.5-2XWY FRLSH-0.6-1kV-CLM-LOT1 | 1000 | 5C x 2.5 | 2XWY FRLSH | 0.6-1kV | CLM | Area-18 | LOT1 | 5C x 2.5 CU | 337
744 | LCS-PM1303B-LV-C01 | LCS-PM1303B | 5C x 2.5-2XWY FRLSH-0.6-1kV-CLM-LOT1 | 1000 | 5C x 2.5 | 2XWY FRLSH | 0.6-1kV | CLM | Area-18 | LOT1 | 5C x 2.5 CU | 345
747 | LCS-PM1304B-LV-C01 | LCS-PM1304B | 5C x 2.5-2XWY FRLSH-0.6-1kV-CLM-LOT1 | 1000 | 5C x 2.5 | 2XWY FRLSH | 0.6-1kV | CLM | Area-18 | LOT1 | 5C x 2.5 CU | 342
749 | LCS-PM1601B-LV-C01 | LCS-PM1601B | 5C x 2.5-2XWY FRLSH-0.6-1kV-CLM-LOT1 | 1000 | 5C x 2.5 | 2XWY FRLSH | 0.6-1kV | CLM | Area-05 | LOT1 | 5C x 2.5 CU | 351
751 | PM1701A-LV-P02 | PM1701A | 3C x 10-2XWY FRLSH-0.6-1kV-CLM-LOT1 | 1000 | 3C x 10 | 2XWY FRLSH | 0.6-1kV | CLM | Area-14 | LOT1 | 3C x 10 CU | 10
752 | LCS-PM1701A-LV-C01 | LCS-PM1701A | 5C x 2.5-2XWY FRLSH-0.6-1kV-CLM-LOT1 | 1000 | 5C x 2.5 | 2XWY FRLSH | 0.6-1kV | CLM | Area-14 | LOT1 | 5C x 2.5 CU | 298
757 | LCS-PM1703A-LV-C01 | LCS-PM1703A | 5C x 2.5-2XWY FRLSH-0.6-1kV-CLM-LOT1 | 1000 | 5C x 2.5 | 2XWY FRLSH | 0.6-1kV | CLM | Area-14 | LOT1 | 5C x 2.5 CU | 311
758 | PM1704A-LV-P01 | PM1704A | 3C x 10-2XWY FRLSH-0.6-1kV-CLM-LOT1 | 1000 | 3C x 10 | 2XWY FRLSH | 0.6-1kV | CLM | Area-14 | LOT1 | 3C x 10 CU | 287
759 | LCS-PM1704A-LV-C01 | LCS-PM1704A | 5C x 2.5-2XWY FRLSH-0.6-1kV-CLM-LOT1 | 1000 | 5C x 2.5 | 2XWY FRLSH | 0.6-1kV | CLM | Area-14 | LOT1 | 5C x 2.5 CU | 287
761 | LCS-PM1705A-LV-C01 | LCS-PM1705A | 5C x 2.5-2XWY FRLSH-0.6-1kV-CLM-LOT1 | 1000 | 5C x 2.5 | 2XWY FRLSH | 0.6-1kV | CLM | Area-14 | LOT1 | 5C x 2.5 CU | 309
762 | PJBPM1901A-LV-P01 | PJBPM1901A | 3C x 10-2XWY FRLSH-0.6-1kV-CLM-LOT1 | 1000 | 3C x 10 | 2XWY FRLSH | 0.6-1kV | CLM | Area-14 | LOT1 | 3C x 10 CU | 302
764 | LCS-PM1901A-LV-C01 | LCS-PM1901A | 5C x 2.5-2XWY FRLSH-0.6-1kV-CLM-LOT1 | 1000 | 5C x 2.5 | 2XWY FRLSH | 0.6-1kV | CLM | Area-14 | LOT1 | 5C x 2.5 CU | 302
765 | PM1902B-LV-P01 | PM1902B | 3C x 10-2XWY FRLSH-0.6-1kV-CLM-LOT1 | 1000 | 3C x 10 | 2XWY FRLSH | 0.6-1kV | CLM | Area-14 | LOT1 | 3C x 10 CU | 297
766 | LCS-PM1902B-LV-C01 | LCS-PM1902B | 5C x 2.5-2XWY FRLSH-0.6-1kV-CLM-LOT1 | 1000 | 5C x 2.5 | 2XWY FRLSH | 0.6-1kV | CLM | Area-14 | LOT1 | 5C x 2.5 CU | 297
771 | LCS-PM2103B-LV-C01 | LCS-PM2103B | 5C x 2.5-2XWY FRLSH-0.6-1kV-CLM-LOT1 | 1000 | 5C x 2.5 | 2XWY FRLSH | 0.6-1kV | CLM | Area-10 | LOT1 | 5C x 2.5 CU | 376
773 | LCS-PM2351B-LV-C01 | LCS-PM2351B | 5C x 2.5-2XWY FRLSH-0.6-1kV-CLM-LOT1 | 1000 | 5C x 2.5 | 2XWY FRLSH | 0.6-1kV | CLM | Area-11 | LOT1 | 5C x 2.5 CU | 344
774 | PM2404B-LV-P01 | PM2404B | 3C x 10-2XWY FRLSH-0.6-1kV-CLM-LOT1 | 1000 | 3C x 10 | 2XWY FRLSH | 0.6-1kV | CLM | Area-05 | LOT1 | 3C x 10 CU | 271
775 | LCS-PM2404B-LV-C01 | LCS-PM2404B | 5C x 2.5-2XWY FRLSH-0.6-1kV-CLM-LOT1 | 1000 | 5C x 2.5 | 2XWY FRLSH | 0.6-1kV | CLM | Area-05 | LOT1 | 5C x 2.5 CU | 271
776 | PM2405A-LV-P01 | PM2405A | 3C x 10-2XWY FRLSH-0.6-1kV-CLM-LOT1 | 1000 | 3C x 10 | 2XWY FRLSH | 0.6-1kV | CLM | Area-05 | LOT1 | 3C x 10 CU | 262
777 | LCS-PM2405A-LV-C01 | LCS-PM2405A | 5C x 2.5-2XWY FRLSH-0.6-1kV-CLM-LOT1 | 1000 | 5C x 2.5 | 2XWY FRLSH | 0.6-1kV | CLM | Area-05 | LOT1 | 5C x 2.5 CU | 262
778 | PM2502B-LV-P01 | PM2502B | 3C x 10-2XWY FRLSH-0.6-1kV-CLM-LOT1 | 1000 | 3C x 10 | 2XWY FRLSH | 0.6-1kV | CLM | Area-05 | LOT1 | 3C x 10 CU | 345
779 | LCS-PM2502B-LV-C01 | LCS-PM2502B | 5C x 2.5-2XWY FRLSH-0.6-1kV-CLM-LOT1 | 1000 | 5C x 2.5 | 2XWY FRLSH | 0.6-1kV | CLM | Area-05 | LOT1 | 5C x 2.5 CU | 345
781 | LCS-PM30012-LV-C01 | LCS-PM30012 | 5C x 2.5-2XWY FRLSH-0.6-1kV-CLM-LOT1 | 1000 | 5C x 2.5 | 2XWY FRLSH | 0.6-1kV | CLM | Area-04 | LOT1 | 5C x 2.5 CU | 365
783 | LCS-PM30023-LV-C01 | LCS-PM30023 | 5C x 2.5-2XWY FRLSH-0.6-1kV-CLM-LOT1 | 1000 | 5C x 2.5 | 2XWY FRLSH | 0.6-1kV | CLM | Area-09 | LOT1 | 5C x 2.5 CU | 367
786 | LCS-PM30032-LV-C01 | LCS-PM30032 | 5C x 2.5-2XWY FRLSH-0.6-1kV-CLM-LOT1 | 1000 | 5C x 2.5 | 2XWY FRLSH | 0.6-1kV | CLM | Area-15 | LOT1 | 5C x 2.5 CU | 399
788 | LCS-PM30042-LV-C01 | LCS-PM30042 | 5C x 2.5-2XWY FRLSH-0.6-1kV-CLM-LOT1 | 1000 | 5C x 2.5 | 2XWY FRLSH | 0.6-1kV | CLM | Area-15 | LOT1 | 5C x 2.5 CU | 416
789 | PM3005B-LV-P01 | PM3005B | 3C x 10-2XWY FRLSH-0.6-1kV-CLM-LOT1 | 1000 | 3C x 10 | 2XWY FRLSH | 0.6-1kV | CLM | Area-18 | LOT1 | 3C x 10 CU | 374
790 | LCS-PM3005B-LV-C01 | LCS-PM3005B | 5C x 2.5-2XWY FRLSH-0.6-1kV-CLM-LOT1 | 1000 | 5C x 2.5 | 2XWY FRLSH | 0.6-1kV | CLM | Area-18 | LOT1 | 5C x 2.5 CU | 374
792 | LCS-PM3008B-LV-C01 | LCS-PM3008B | 5C x 2.5-2XWY FRLSH-0.6-1kV-CLM-LOT1 | 1000 | 5C x 2.5 | 2XWY FRLSH | 0.6-1kV | CLM | Area-17 | LOT1 | 5C x 2.5 CU | 329
794 | LCS-PM3009B-LV-C01 | LCS-PM3009B | 5C x 2.5-2XWY FRLSH-0.6-1kV-CLM-LOT1 | 1000 | 5C x 2.5 | 2XWY FRLSH | 0.6-1kV | CLM | Area-17 | LOT1 | 5C x 2.5 CU | 328
796 | LCS-PM3010B-LV-C01 | LCS-PM3010B | 5C x 2.5-2XWY FRLSH-0.6-1kV-CLM-LOT1 | 1000 | 5C x 2.5 | 2XWY FRLSH | 0.6-1kV | CLM | Area-17 | LOT1 | 5C x 2.5 CU | 328
800 | LCS-PM35032-LV-C01 | LCS-PM35032 | 5C x 2.5-2XWY FRLSH-0.6-1kV-CLM-LOT1 | 1000 | 5C x 2.5 | 2XWY FRLSH | 0.6-1kV | CLM | Area-15 | LOT1 | 5C x 2.5 CU | 316
802 | LCS-PM35042-LV-C01 | LCS-PM35042 | 5C x 2.5-2XWY FRLSH-0.6-1kV-CLM-LOT1 | 1000 | 5C x 2.5 | 2XWY FRLSH | 0.6-1kV | CLM | Area-15 | LOT1 | 5C x 2.5 CU | 335
807 | LCS-PM5054-LV-C01 | LCS-PM5054 | 5C x 2.5-2XWY FRLSH-0.6-1kV-CLM-LOT1 | 1000 | 5C x 2.5 | 2XWY FRLSH | 0.6-1kV | CLM | Area-17 | LOT1 | 5C x 2.5 CU | 350
809 | LCS-PM5058-LV-C01 | LCS-PM5058 | 5C x 2.5-2XWY FRLSH-0.6-1kV-CLM-LOT1 | 1000 | 5C x 2.5 | 2XWY FRLSH | 0.6-1kV | CLM | Area-17 | LOT1 | 5C x 2.5 CU | 350
813 | LCS-PM1835A-LV-C01 | LCS-PM1835A | 5C x 2.5-2XWY FRLSH-0.6-1kV-CLM-LOT1 | 1000 | 5C x 2.5 | 2XWY FRLSH | 0.6-1kV | CLM | Area-14 | LOT1 | 5C x 2.5 CU | 277
814 | PM5001B1-LV-P01 | PM5001B1 | 3C x 10-2XWY FRLSH-0.6-1kV-CLM-LOT1 | 1000 | 3C x 10 | 2XWY FRLSH | 0.6-1kV | CLM | Area-17 | LOT1 | 3C x 10 CU | 319
816 | PM5001B2-LV-P01 | PM5001B2 | 3C x 10-2XWY FRLSH-0.6-1kV-CLM-LOT1 | 1000 | 3C x 10 | 2XWY FRLSH | 0.6-1kV | CLM | Area-17 | LOT1 | 3C x 10 CU | 358
822 | H5001B1-LV-P01 | H5001B1 | 3C x 10-2XWY FRLSH-0.6-1kV-CLM-LOT1 | 1000 | 3C x 10 | 2XWY FRLSH | 0.6-1kV | CLM | Area-17 | LOT1 | 3C x 10 CU | 319
828 | PPML-LV-P01 | PPML | 3.5C x 120-A2XFY FRLSH-0.6-1kV-CLM-LOT1 | 500 | 3.5C x 120 | A2XFY FRLSH | 0.6-1kV | CLM | SS | LOT1 | 3.5C x 120 AL | 134
835 | LCS-PMA1401A-LV-C01 | LCS-PMA1401A | 5C x 2.5-2XWY FRLSH-0.6-1kV-CLM-LOT1 | 1000 | 5C x 2.5 | 2XWY FRLSH | 0.6-1kV | CLM | Area-07 | LOT1 | 5C x 2.5 CU | 207
837 | LCS-PMB1401B-LV-C01 | LCS-PMB1401B | 5C x 2.5-2XWY FRLSH-0.6-1kV-CLM-LOT1 | 1000 | 5C x 2.5 | 2XWY FRLSH | 0.6-1kV | CLM | Area-13 | LOT1 | 5C x 2.5 CU | 279
844 | PMA1403A-LV-P01 | PMA1403A | 3C x 10-2XWY FRLSH-0.6-1kV-CLM-LOT1 | 1000 | 3C x 10 | 2XWY FRLSH | 0.6-1kV | CLM | Area-07 | LOT1 | 3C x 10 CU | 219
845 | LCS-PMA1403A-LV-C01 | LCS-PMA1403A | 5C x 2.5-2XWY FRLSH-0.6-1kV-CLM-LOT1 | 1000 | 5C x 2.5 | 2XWY FRLSH | 0.6-1kV | CLM | Area-07 | LOT1 | 5C x 2.5 CU | 219
846 | PMB1403A-LV-P01 | PMB1403A | 3C x 10-2XWY FRLSH-0.6-1kV-CLM-LOT1 | 1000 | 3C x 10 | 2XWY FRLSH | 0.6-1kV | CLM | Area-13 | LOT1 | 3C x 10 CU | 291
847 | LCS-PMB1403A-LV-C01 | LCS-PMB1403A | 5C x 2.5-2XWY FRLSH-0.6-1kV-CLM-LOT1 | 1000 | 5C x 2.5 | 2XWY FRLSH | 0.6-1kV | CLM | Area-13 | LOT1 | 5C x 2.5 CU | 291
852 | PM1711B-LV-P01 | PM1711B | 3C x 10-2XWY FRLSH-0.6-1kV-CLM-LOT1 | 1000 | 3C x 10 | 2XWY FRLSH | 0.6-1kV | CLM | Area-14 | LOT1 | 3C x 10 CU | 254
853 | LCS-PM1711B-LV-C01 | LCS-PM1711B | 5C x 2.5-2XWY FRLSH-0.6-1kV-CLM-LOT1 | 1000 | 5C x 2.5 | 2XWY FRLSH | 0.6-1kV | CLM | Area-14 | LOT1 | 5C x 2.5 CU | 254
854 | PMA1821A-LV-P01 | PMA1821A | 3C x 10-2XWY FRLSH-0.6-1kV-CLM-LOT1 | 1000 | 3C x 10 | 2XWY FRLSH | 0.6-1kV | CLM | Area-08 | LOT1 | 3C x 10 CU | 188
855 | LCS-PMA1821A-LV-C01 | LCS-PMA1821A | 5C x 2.5-2XWY FRLSH-0.6-1kV-CLM-LOT1 | 1000 | 5C x 2.5 | 2XWY FRLSH | 0.6-1kV | CLM | Area-08 | LOT1 | 5C x 2.5 CU | 188
856 | PMB1821B-LV-P01 | PMB1821B | 3C x 10-2XWY FRLSH-0.6-1kV-CLM-LOT1 | 1000 | 3C x 10 | 2XWY FRLSH | 0.6-1kV | CLM | Area-14 | LOT1 | 3C x 10 CU | 255
857 | LCS-PMB1821B-LV-C01 | LCS-PMB1821B | 5C x 2.5-2XWY FRLSH-0.6-1kV-CLM-LOT1 | 1000 | 5C x 2.5 | 2XWY FRLSH | 0.6-1kV | CLM | Area-14 | LOT1 | 5C x 2.5 CU | 255
859 | LCS-PMA1823B-LV-C01 | LCS-PMA1823B | 5C x 2.5-2XWY FRLSH-0.6-1kV-CLM-LOT1 | 1000 | 5C x 2.5 | 2XWY FRLSH | 0.6-1kV | CLM | Area-08 | LOT1 | 5C x 2.5 CU | 188
861 | LCS-PMB1823B-LV-C01 | LCS-PMB1823B | 5C x 2.5-2XWY FRLSH-0.6-1kV-CLM-LOT1 | 1000 | 5C x 2.5 | 2XWY FRLSH | 0.6-1kV | CLM | Area-14 | LOT1 | 5C x 2.5 CU | 249
863 | LCS-PMA1831A-LV-C01 | LCS-PMA1831A | 5C x 2.5-2XWY FRLSH-0.6-1kV-CLM-LOT1 | 1000 | 5C x 2.5 | 2XWY FRLSH | 0.6-1kV | CLM | Area-08 | LOT1 | 5C x 2.5 CU | 176
865 | LCS-PMB1831B-LV-C01 | LCS-PMB1831B | 5C x 2.5-2XWY FRLSH-0.6-1kV-CLM-LOT1 | 1000 | 5C x 2.5 | 2XWY FRLSH | 0.6-1kV | CLM | Area-14 | LOT1 | 5C x 2.5 CU | 241
867 | LCS-PMA1841A-LV-C01 | LCS-PMA1841A | 5C x 2.5-2XWY FRLSH-0.6-1kV-CLM-LOT1 | 1000 | 5C x 2.5 | 2XWY FRLSH | 0.6-1kV | CLM | Area-08 | LOT1 | 5C x 2.5 CU | 175
869 | LCS-PMB1841A-LV-C01 | LCS-PMB1841A | 5C x 2.5-2XWY FRLSH-0.6-1kV-CLM-LOT1 | 1000 | 5C x 2.5 | 2XWY FRLSH | 0.6-1kV | CLM | Area-14 | LOT1 | 5C x 2.5 CU | 236
871 | LCS-PMA1843A-LV-C01 | LCS-PMA1843A | 5C x 2.5-2XWY FRLSH-0.6-1kV-CLM-LOT1 | 1000 | 5C x 2.5 | 2XWY FRLSH | 0.6-1kV | CLM | Area-08 | LOT1 | 5C x 2.5 CU | 169
873 | LCS-PMB1843B-LV-C01 | LCS-PMB1843B | 5C x 2.5-2XWY FRLSH-0.6-1kV-CLM-LOT1 | 1000 | 5C x 2.5 | 2XWY FRLSH | 0.6-1kV | CLM | Area-14 | LOT1 | 5C x 2.5 CU | 235
875 | LCS-PM1903A-LV-C01 | LCS-PM1903A | 5C x 2.5-2XWY FRLSH-0.6-1kV-CLM-LOT1 | 1000 | 5C x 2.5 | 2XWY FRLSH | 0.6-1kV | CLM | Area-14 | LOT1 | 5C x 2.5 CU | 264
878 | LCP-PM0003B-LV-C01 | LCP-PM0003B | 10C x 2.5-2XFY FRLSH-0.6-1kV-CLM-LOT1 | 1000 | 10C x 2.5 | 2XFY FRLSH | 0.6-1kV | CLM | Area-20 | LOT1 | 10C x 2.5 CU | 547
879 | LCP-PM0003B-LV-C02 | LCP-PM0003B | 10C x 2.5-2XFY FRLSH-0.6-1kV-CLM-LOT1 | 1000 | 10C x 2.5 | 2XFY FRLSH | 0.6-1kV | CLM | Area-20 | LOT1 | 10C x 2.5 CU | 547
888 | LCS-PM2251A-LV-C01 | LCS-PM2251A | 5C x 2.5-2XWY FRLSH-0.6-1kV-CLM-LOT1 | 1000 | 5C x 2.5 | 2XWY FRLSH | 0.6-1kV | CLM | Area-11 | LOT1 | 5C x 2.5 CU | 401
889 | PMA2301A-LV-P01 | PMA2301A | 3C x 10-2XWY FRLSH-0.6-1kV-CLM-LOT1 | 1000 | 3C x 10 | 2XWY FRLSH | 0.6-1kV | CLM | Area-11 | LOT1 | 3C x 10 CU | 379
890 | LCS-PMA2301A-LV-C01 | LCS-PMA2301A | 5C x 2.5-2XWY FRLSH-0.6-1kV-CLM-LOT1 | 1000 | 5C x 2.5 | 2XWY FRLSH | 0.6-1kV | CLM | Area-11 | LOT1 | 5C x 2.5 CU | 379
891 | PMB2301A-LV-P01 | PMB2301A | 3C x 10-2XWY FRLSH-0.6-1kV-CLM-LOT1 | 1000 | 3C x 10 | 2XWY FRLSH | 0.6-1kV | CLM | Area-11 | LOT1 | 3C x 10 CU | 410
892 | LCS-PMB2301A-LV-C01 | LCS-PMB2301A | 5C x 2.5-2XWY FRLSH-0.6-1kV-CLM-LOT1 | 1000 | 5C x 2.5 | 2XWY FRLSH | 0.6-1kV | CLM | Area-11 | LOT1 | 5C x 2.5 CU | 410
893 | PJBPM2401A-LV-P01 | PJBPM2401A | 3C x 10-2XWY FRLSH-0.6-1kV-CLM-LOT1 | 1000 | 3C x 10 | 2XWY FRLSH | 0.6-1kV | CLM | Area-05 | LOT1 | 3C x 10 CU | 328
895 | LCS-PM2401A-LV-C01 | LCS-PM2401A | 5C x 2.5-2XWY FRLSH-0.6-1kV-CLM-LOT1 | 1000 | 5C x 2.5 | 2XWY FRLSH | 0.6-1kV | CLM | Area-05 | LOT1 | 5C x 2.5 CU | 328
896 | PM2402B-LV-P01 | PM2402B | 3C x 10-2XWY FRLSH-0.6-1kV-CLM-LOT1 | 1000 | 3C x 10 | 2XWY FRLSH | 0.6-1kV | CLM | Area-05 | LOT1 | 3C x 10 CU | 324
897 | LCS-PM2402B-LV-C01 | LCS-PM2402B | 5C x 2.5-2XWY FRLSH-0.6-1kV-CLM-LOT1 | 1000 | 5C x 2.5 | 2XWY FRLSH | 0.6-1kV | CLM | Area-05 | LOT1 | 5C x 2.5 CU | 324
898 | PM2403A-LV-P01 | PM2403A | 3C x 10-2XWY FRLSH-0.6-1kV-CLM-LOT1 | 1000 | 3C x 10 | 2XWY FRLSH | 0.6-1kV | CLM | Area-05 | LOT1 | 3C x 10 CU | 320
899 | LCS-PM2403A-LV-C01 | LCS-PM2403A | 5C x 2.5-2XWY FRLSH-0.6-1kV-CLM-LOT1 | 1000 | 5C x 2.5 | 2XWY FRLSH | 0.6-1kV | CLM | Area-05 | LOT1 | 5C x 2.5 CU | 320
901 | LCS-PM2406A-LV-C01 | LCS-PM2406A | 5C x 2.5-2XWY FRLSH-0.6-1kV-CLM-LOT1 | 1000 | 5C x 2.5 | 2XWY FRLSH | 0.6-1kV | CLM | Area-05 | LOT1 | 5C x 2.5 CU | 308
903 | LCS-PM2451B-LV-C01 | LCS-PM2451B | 5C x 2.5-2XWY FRLSH-0.6-1kV-CLM-LOT1 | 1000 | 5C x 2.5 | 2XWY FRLSH | 0.6-1kV | CLM | Area-11 | LOT1 | 5C x 2.5 CU | 345
905 | LCS-PM2551B-LV-C01 | LCS-PM2551B | 5C x 2.5-2XWY FRLSH-0.6-1kV-CLM-LOT1 | 1000 | 5C x 2.5 | 2XWY FRLSH | 0.6-1kV | CLM | Area-11 | LOT1 | 5C x 2.5 CU | 390
907 | LCS-PMA2602A-LV-C01 | LCS-PMA2602A | 5C x 2.5-2XWY FRLSH-0.6-1kV-CLM-LOT1 | 1000 | 5C x 2.5 | 2XWY FRLSH | 0.6-1kV | CLM | Area-11 | LOT1 | 5C x 2.5 CU | 395
909 | LCS-PMB2602B-LV-C01 | LCS-PMB2602B | 5C x 2.5-2XWY FRLSH-0.6-1kV-CLM-LOT1 | 1000 | 5C x 2.5 | 2XWY FRLSH | 0.6-1kV | CLM | Area-11 | LOT1 | 5C x 2.5 CU | 383
910 | PM3006A-LV-P01 | PM3006A | 3C x 10-2XWY FRLSH-0.6-1kV-CLM-LOT1 | 1000 | 3C x 10 | 2XWY FRLSH | 0.6-1kV | CLM | Area-17 | LOT1 | 3C x 10 CU | 381
911 | LCS-PM3006A-LV-C01 | LCS-PM3006A | 5C x 2.5-2XWY FRLSH-0.6-1kV-CLM-LOT1 | 1000 | 5C x 2.5 | 2XWY FRLSH | 0.6-1kV | CLM | Area-17 | LOT1 | 5C x 2.5 CU | 381
913 | LCS-PM3007B-LV-C01 | LCS-PM3007B | 5C x 2.5-2XWY FRLSH-0.6-1kV-CLM-LOT1 | 1000 | 5C x 2.5 | 2XWY FRLSH | 0.6-1kV | CLM | Area-17 | LOT1 | 5C x 2.5 CU | 343
914 | PM3018A-LV-P01 | PM3018A | 3C x 10-2XWY FRLSH-0.6-1kV-CLM-LOT1 | 1000 | 3C x 10 | 2XWY FRLSH | 0.6-1kV | CLM | Area-17 | LOT1 | 3C x 10 CU | 368
915 | LCS-PM3018A-LV-C01 | LCS-PM3018A | 5C x 2.5-2XWY FRLSH-0.6-1kV-CLM-LOT1 | 1000 | 5C x 2.5 | 2XWY FRLSH | 0.6-1kV | CLM | Area-17 | LOT1 | 5C x 2.5 CU | 368
930 | PDP16-LV-P01 | PDP16 | 3.5C x 120-A2XFY FRLSH-0.6-1kV-CLM-LOT1 | 500 | 3.5C x 120 | A2XFY FRLSH | 0.6-1kV | CLM | Area-07 | LOT1 | 3.5C x 120 AL | 348
931 | PDP17-LV-P01 | PDP17 | 3.5C x 120-A2XFY FRLSH-0.6-1kV-CLM-LOT1 | 500 | 3.5C x 120 | A2XFY FRLSH | 0.6-1kV | CLM | Area-13 | LOT1 | 3.5C x 120 AL | 363
932 | PDP18-LV-P01 | PDP18 | 3.5C x 120-A2XFY FRLSH-0.6-1kV-CLM-LOT1 | 500 | 3.5C x 120 | A2XFY FRLSH | 0.6-1kV | CLM | Area-05 | LOT1 | 3.5C x 120 AL | 370
933 | ESPDP001-LV-P01 | ESPDP001 | 3.5C x 120-A2XFY FRLSH-0.6-1kV-CLM-LOT1 | 500 | 3.5C x 120 | A2XFY FRLSH | 0.6-1kV | CLM | CB | LOT1 | 3.5C x 120 AL | 133
934 | ACUPS001C-LV-P01 | ACUPS001C | 4C x 120-A2XFY FRLSH-0.6-1kV-CLM-LOT1 | 500 | 4C x 120 | A2XFY FRLSH | 0.6-1kV | CLM | CB | LOT1 | 4C x 120 AL | 134
935 | ACUPS001C-LV-P02 | ACUPS001C | 4C x 120-A2XFY FRLSH-0.6-1kV-CLM-LOT1 | 500 | 4C x 120 | A2XFY FRLSH | 0.6-1kV | CLM | CB | LOT1 | 4C x 120 AL | 134
941 | LCS-PMA1401B-LV-C01 | LCS-PMA1401B | 5C x 2.5-2XWY FRLSH-0.6-1kV-CLM-LOT1 | 1000 | 5C x 2.5 | 2XWY FRLSH | 0.6-1kV | CLM | Area-07 | LOT1 | 5C x 2.5 CU | 189
943 | LCS-PMB1401A-LV-C01 | LCS-PMB1401A | 5C x 2.5-2XWY FRLSH-0.6-1kV-CLM-LOT1 | 1000 | 5C x 2.5 | 2XWY FRLSH | 0.6-1kV | CLM | Area-13 | LOT1 | 5C x 2.5 CU | 262
950 | PMA1403B-LV-P01 | PMA1403B | 3C x 10-2XWY FRLSH-0.6-1kV-CLM-LOT1 | 1000 | 3C x 10 | 2XWY FRLSH | 0.6-1kV | CLM | Area-07 | LOT1 | 3C x 10 CU | 202
951 | LCS-PMA1403B-LV-C01 | LCS-PMA1403B | 5C x 2.5-2XWY FRLSH-0.6-1kV-CLM-LOT1 | 1000 | 5C x 2.5 | 2XWY FRLSH | 0.6-1kV | CLM | Area-07 | LOT1 | 5C x 2.5 CU | 202
952 | PMB1403B-LV-P01 | PMB1403B | 3C x 10-2XWY FRLSH-0.6-1kV-CLM-LOT1 | 1000 | 3C x 10 | 2XWY FRLSH | 0.6-1kV | CLM | Area-13 | LOT1 | 3C x 10 CU | 274
953 | LCS-PMB1403B-LV-C01 | LCS-PMB1403B | 5C x 2.5-2XWY FRLSH-0.6-1kV-CLM-LOT1 | 1000 | 5C x 2.5 | 2XWY FRLSH | 0.6-1kV | CLM | Area-13 | LOT1 | 5C x 2.5 CU | 274
958 | PJBPM1711A-LV-P01 | PJBPM1711A | 3C x 10-2XWY FRLSH-0.6-1kV-CLM-LOT1 | 1000 | 3C x 10 | 2XWY FRLSH | 0.6-1kV | CLM | Area-14 | LOT1 | 3C x 10 CU | 273
960 | LCS-PM1711A-LV-C01 | LCS-PM1711A | 5C x 2.5-2XWY FRLSH-0.6-1kV-CLM-LOT1 | 1000 | 5C x 2.5 | 2XWY FRLSH | 0.6-1kV | CLM | Area-14 | LOT1 | 5C x 2.5 CU | 273
961 | PMA1821B-LV-P01 | PMA1821B | 3C x 10-2XWY FRLSH-0.6-1kV-CLM-LOT1 | 1000 | 3C x 10 | 2XWY FRLSH | 0.6-1kV | CLM | Area-08 | LOT1 | 3C x 10 CU | 207
962 | LCS-PMA1821B-LV-C01 | LCS-PMA1821B | 5C x 2.5-2XWY FRLSH-0.6-1kV-CLM-LOT1 | 1000 | 5C x 2.5 | 2XWY FRLSH | 0.6-1kV | CLM | Area-08 | LOT1 | 5C x 2.5 CU | 207
963 | PMB1821A-LV-P01 | PMB1821A | 3C x 10-2XWY FRLSH-0.6-1kV-CLM-LOT1 | 1000 | 3C x 10 | 2XWY FRLSH | 0.6-1kV | CLM | Area-14 | LOT1 | 3C x 10 CU | 274
964 | LCS-PMB1821A-LV-C01 | LCS-PMB1821A | 5C x 2.5-2XWY FRLSH-0.6-1kV-CLM-LOT1 | 1000 | 5C x 2.5 | 2XWY FRLSH | 0.6-1kV | CLM | Area-14 | LOT1 | 5C x 2.5 CU | 274
966 | LCS-PMA1823A-LV-C01 | LCS-PMA1823A | 5C x 2.5-2XWY FRLSH-0.6-1kV-CLM-LOT1 | 1000 | 5C x 2.5 | 2XWY FRLSH | 0.6-1kV | CLM | Area-08 | LOT1 | 5C x 2.5 CU | 207
968 | LCS-PMB1823A-LV-C01 | LCS-PMB1823A | 5C x 2.5-2XWY FRLSH-0.6-1kV-CLM-LOT1 | 1000 | 5C x 2.5 | 2XWY FRLSH | 0.6-1kV | CLM | Area-14 | LOT1 | 5C x 2.5 CU | 267
970 | LCS-PMA1831B-LV-C01 | LCS-PMA1831B | 5C x 2.5-2XWY FRLSH-0.6-1kV-CLM-LOT1 | 1000 | 5C x 2.5 | 2XWY FRLSH | 0.6-1kV | CLM | Area-08 | LOT1 | 5C x 2.5 CU | 195
972 | LCS-PMB1831A-LV-C01 | LCS-PMB1831A | 5C x 2.5-2XWY FRLSH-0.6-1kV-CLM-LOT1 | 1000 | 5C x 2.5 | 2XWY FRLSH | 0.6-1kV | CLM | Area-14 | LOT1 | 5C x 2.5 CU | 259
974 | LCS-PMA1841B-LV-C01 | LCS-PMA1841B | 5C x 2.5-2XWY FRLSH-0.6-1kV-CLM-LOT1 | 1000 | 5C x 2.5 | 2XWY FRLSH | 0.6-1kV | CLM | Area-08 | LOT1 | 5C x 2.5 CU | 194
976 | LCS-PMB1841B-LV-C01 | LCS-PMB1841B | 5C x 2.5-2XWY FRLSH-0.6-1kV-CLM-LOT1 | 1000 | 5C x 2.5 | 2XWY FRLSH | 0.6-1kV | CLM | Area-14 | LOT1 | 5C x 2.5 CU | 254
978 | LCS-PMA1843B-LV-C01 | LCS-PMA1843B | 5C x 2.5-2XWY FRLSH-0.6-1kV-CLM-LOT1 | 1000 | 5C x 2.5 | 2XWY FRLSH | 0.6-1kV | CLM | Area-08 | LOT1 | 5C x 2.5 CU | 187
980 | LCS-PMB1843A-LV-C01 | LCS-PMB1843A | 5C x 2.5-2XWY FRLSH-0.6-1kV-CLM-LOT1 | 1000 | 5C x 2.5 | 2XWY FRLSH | 0.6-1kV | CLM | Area-14 | LOT1 | 5C x 2.5 CU | 253
982 | LCS-PM1903B-LV-C01 | LCS-PM1903B | 5C x 2.5-2XWY FRLSH-0.6-1kV-CLM-LOT1 | 1000 | 5C x 2.5 | 2XWY FRLSH | 0.6-1kV | CLM | Area-14 | LOT1 | 5C x 2.5 CU | 282
985 | LCP-PM0003A-LV-C01 | LCP-PM0003A | 10C x 2.5-2XFY FRLSH-0.6-1kV-CLM-LOT1 | 1000 | 10C x 2.5 | 2XFY FRLSH | 0.6-1kV | CLM | Area-20 | LOT1 | 10C x 2.5 CU | 526
986 | LCP-PM0003A-LV-C02 | LCP-PM0003A | 10C x 2.5-2XFY FRLSH-0.6-1kV-CLM-LOT1 | 1000 | 10C x 2.5 | 2XFY FRLSH | 0.6-1kV | CLM | Area-20 | LOT1 | 10C x 2.5 CU | 526
996 | LCS-PM2251B-LV-C01 | LCS-PM2251B | 5C x 2.5-2XWY FRLSH-0.6-1kV-CLM-LOT1 | 1000 | 5C x 2.5 | 2XWY FRLSH | 0.6-1kV | CLM | Area-11 | LOT1 | 5C x 2.5 CU | 383
997 | PMA2301B-LV-P01 | PMA2301B | 3C x 10-2XWY FRLSH-0.6-1kV-CLM-LOT1 | 1000 | 3C x 10 | 2XWY FRLSH | 0.6-1kV | CLM | Area-11 | LOT1 | 3C x 10 CU | 361
998 | LCS-PMA2301B-LV-C01 | LCS-PMA2301B | 5C x 2.5-2XWY FRLSH-0.6-1kV-CLM-LOT1 | 1000 | 5C x 2.5 | 2XWY FRLSH | 0.6-1kV | CLM | Area-11 | LOT1 | 5C x 2.5 CU | 361
999 | PMB2301B-LV-P01 | PMB2301B | 3C x 10-2XWY FRLSH-0.6-1kV-CLM-LOT1 | 1000 | 3C x 10 | 2XWY FRLSH | 0.6-1kV | CLM | Area-11 | LOT1 | 3C x 10 CU | 392
1000 | LCS-PMB2301B-LV-C01 | LCS-PMB2301B | 5C x 2.5-2XWY FRLSH-0.6-1kV-CLM-LOT1 | 1000 | 5C x 2.5 | 2XWY FRLSH | 0.6-1kV | CLM | Area-11 | LOT1 | 5C x 2.5 CU | 392
1001 | PJBPM2401B-LV-P01 | PJBPM2401B | 3C x 10-2XWY FRLSH-0.6-1kV-CLM-LOT1 | 1000 | 3C x 10 | 2XWY FRLSH | 0.6-1kV | CLM | Area-05 | LOT1 | 3C x 10 CU | 315
1003 | LCS-PM2401B-LV-C01 | LCS-PM2401B | 5C x 2.5-2XWY FRLSH-0.6-1kV-CLM-LOT1 | 1000 | 5C x 2.5 | 2XWY FRLSH | 0.6-1kV | CLM | Area-05 | LOT1 | 5C x 2.5 CU | 315
1004 | PJBPM2402A-LV-P01 | PJBPM2402A | 3C x 10-2XWY FRLSH-0.6-1kV-CLM-LOT1 | 1000 | 3C x 10 | 2XWY FRLSH | 0.6-1kV | CLM | Area-05 | LOT1 | 3C x 10 CU | 311
1006 | LCS-PM2402A-LV-C01 | LCS-PM2402A | 5C x 2.5-2XWY FRLSH-0.6-1kV-CLM-LOT1 | 1000 | 5C x 2.5 | 2XWY FRLSH | 0.6-1kV | CLM | Area-05 | LOT1 | 5C x 2.5 CU | 311
1007 | PM2403B-LV-P01 | PM2403B | 3C x 10-2XWY FRLSH-0.6-1kV-CLM-LOT1 | 1000 | 3C x 10 | 2XWY FRLSH | 0.6-1kV | CLM | Area-05 | LOT1 | 3C x 10 CU | 307
1008 | LCS-PM2403B-LV-C01 | LCS-PM2403B | 5C x 2.5-2XWY FRLSH-0.6-1kV-CLM-LOT1 | 1000 | 5C x 2.5 | 2XWY FRLSH | 0.6-1kV | CLM | Area-05 | LOT1 | 5C x 2.5 CU | 307
1010 | LCS-PM2406B-LV-C01 | LCS-PM2406B | 5C x 2.5-2XWY FRLSH-0.6-1kV-CLM-LOT1 | 1000 | 5C x 2.5 | 2XWY FRLSH | 0.6-1kV | CLM | Area-05 | LOT1 | 5C x 2.5 CU | 290
1012 | LCS-PM2451A-LV-C01 | LCS-PM2451A | 5C x 2.5-2XWY FRLSH-0.6-1kV-CLM-LOT1 | 1000 | 5C x 2.5 | 2XWY FRLSH | 0.6-1kV | CLM | Area-11 | LOT1 | 5C x 2.5 CU | 327
1014 | LCS-PM2551A-LV-C01 | LCS-PM2551A | 5C x 2.5-2XWY FRLSH-0.6-1kV-CLM-LOT1 | 1000 | 5C x 2.5 | 2XWY FRLSH | 0.6-1kV | CLM | Area-05 | LOT1 | 5C x 2.5 CU | 373
1016 | LCS-PMA2602B-LV-C01 | LCS-PMA2602B | 5C x 2.5-2XWY FRLSH-0.6-1kV-CLM-LOT1 | 1000 | 5C x 2.5 | 2XWY FRLSH | 0.6-1kV | CLM | Area-11 | LOT1 | 5C x 2.5 CU | 378
1018 | LCS-PMB2602A-LV-C01 | LCS-PMB2602A | 5C x 2.5-2XWY FRLSH-0.6-1kV-CLM-LOT1 | 1000 | 5C x 2.5 | 2XWY FRLSH | 0.6-1kV | CLM | Area-11 | LOT1 | 5C x 2.5 CU | 366
1019 | PM3006B-LV-P01 | PM3006B | 3C x 10-2XWY FRLSH-0.6-1kV-CLM-LOT1 | 1000 | 3C x 10 | 2XWY FRLSH | 0.6-1kV | CLM | Area-17 | LOT1 | 3C x 10 CU | 363
1020 | LCS-PM3006B-LV-C01 | LCS-PM3006B | 5C x 2.5-2XWY FRLSH-0.6-1kV-CLM-LOT1 | 1000 | 5C x 2.5 | 2XWY FRLSH | 0.6-1kV | CLM | Area-17 | LOT1 | 5C x 2.5 CU | 363
1022 | LCS-PM3007A-LV-C01 | LCS-PM3007A | 5C x 2.5-2XWY FRLSH-0.6-1kV-CLM-LOT1 | 1000 | 5C x 2.5 | 2XWY FRLSH | 0.6-1kV | CLM | Area-17 | LOT1 | 5C x 2.5 CU | 325
1023 | PM3018B-LV-P01 | PM3018B | 3C x 10-2XWY FRLSH-0.6-1kV-CLM-LOT1 | 1000 | 3C x 10 | 2XWY FRLSH | 0.6-1kV | CLM | Area-17 | LOT1 | 3C x 10 CU | 350
1024 | LCS-PM3018B-LV-C01 | LCS-PM3018B | 5C x 2.5-2XWY FRLSH-0.6-1kV-CLM-LOT1 | 1000 | 5C x 2.5 | 2XWY FRLSH | 0.6-1kV | CLM | Area-17 | LOT1 | 5C x 2.5 CU | 350
1040 | ACUPS001B-LV-P01 | ACUPS001B | 4C x 120-A2XFY FRLSH-0.6-1kV-CLM-LOT1 | 500 | 4C x 120 | A2XFY FRLSH | 0.6-1kV | CLM | CB | LOT1 | 4C x 120 AL | 114
1041 | ACUPS001B-LV-P02 | ACUPS001B | 4C x 120-A2XFY FRLSH-0.6-1kV-CLM-LOT1 | 500 | 4C x 120 | A2XFY FRLSH | 0.6-1kV | CLM | CB | LOT1 | 4C x 120 AL | 114
1044 | ESPDP002-LV-P01 | ESPDP002 | 3.5C x 120-A2XFY FRLSH-0.6-1kV-CLM-LOT1 | 500 | 3.5C x 120 | A2XFY FRLSH | 0.6-1kV | CLM | Area-20 | LOT1 | 3.5C x 120 AL | 467
1045 | STP1-LV-P01 | STP1 | 3.5C x 120-A2XFY FRLSH-0.6-1kV-CLM-LOT1 | 500 | 3.5C x 120 | A2XFY FRLSH | 0.6-1kV | CLM | Area-19 | LOT1 | 3.5C x 120 AL | 430
1048 | PDP01-LV-P01 | PDP01 | 3.5C x 120-A2XFY FRLSH-0.6-1kV-CLM-LOT1 | 500 | 3.5C x 120 | A2XFY FRLSH | 0.6-1kV | CLM | SS | LOT1 | 3.5C x 120 AL | 140
1049 | PDP02-LV-P01 | PDP02 | 3.5C x 120-A2XFY FRLSH-0.6-1kV-CLM-LOT1 | 500 | 3.5C x 120 | A2XFY FRLSH | 0.6-1kV | CLM | CB | LOT1 | 3.5C x 120 AL | 78
1050 | PDP19-LV-P01 | PDP19 | 3.5C x 120-A2XFY FRLSH-0.6-1kV-CLM-LOT1 | 500 | 3.5C x 120 | A2XFY FRLSH | 0.6-1kV | CLM | CB | LOT1 | 3.5C x 120 AL | 133
1051 | PDP04-LV-P01 | PDP04 | 3.5C x 120-A2XFY FRLSH-0.6-1kV-CLM-LOT1 | 500 | 3.5C x 120 | A2XFY FRLSH | 0.6-1kV | CLM | Area-01 | LOT1 | 3.5C x 120 AL | 221
1052 | PDP06-LV-P01 | PDP06 | 3.5C x 120-A2XFY FRLSH-0.6-1kV-CLM-LOT1 | 500 | 3.5C x 120 | A2XFY FRLSH | 0.6-1kV | CLM | Area-06 | LOT1 | 3.5C x 120 AL | 156
1053 | PDP08-LV-P01 | PDP08 | 3.5C x 120-A2XFY FRLSH-0.6-1kV-CLM-LOT1 | 500 | 3.5C x 120 | A2XFY FRLSH | 0.6-1kV | CLM | Area-14 | LOT1 | 3.5C x 120 AL | 259
1054 | PDP10-LV-P01 | PDP10 | 3.5C x 120-A2XFY FRLSH-0.6-1kV-CLM-LOT1 | 500 | 3.5C x 120 | A2XFY FRLSH | 0.6-1kV | CLM | Area-22 | LOT1 | 3.5C x 120 AL | 353
1055 | PDP12-LV-P01 | PDP12 | 3.5C x 120-A2XFY FRLSH-0.6-1kV-CLM-LOT1 | 500 | 3.5C x 120 | A2XFY FRLSH | 0.6-1kV | CLM | Area-01 | LOT1 | 3.5C x 120 AL | 180
1056 | PDP14-LV-P01 | PDP14 | 3.5C x 120-A2XFY FRLSH-0.6-1kV-CLM-LOT1 | 500 | 3.5C x 120 | A2XFY FRLSH | 0.6-1kV | CLM | Area-01 | LOT1 | 3.5C x 120 AL | 208
1061 | WR1716-LV-P01 | WR1716 | 3.5C x 120-A2XFY FRLSH-0.6-1kV-CLM-LOT1 | 500 | 3.5C x 120 | A2XFY FRLSH | 0.6-1kV | CLM | Area-16 | LOT1 | 3.5C x 120 AL | 421
1062 | WR1817-LV-P01 | WR1817 | 3.5C x 120-A2XFY FRLSH-0.6-1kV-CLM-LOT1 | 500 | 3.5C x 120 | A2XFY FRLSH | 0.6-1kV | CLM | Area-17 | LOT1 | 3.5C x 120 AL | 324
1063 | WR1918-LV-P01 | WR1918 | 3.5C x 120-A2XFY FRLSH-0.6-1kV-CLM-LOT1 | 500 | 3.5C x 120 | A2XFY FRLSH | 0.6-1kV | CLM | Area-18 | LOT1 | 3.5C x 120 AL | 280
1065 | WR2020-LV-P01 | WR2020 | 3.5C x 120-A2XFY FRLSH-0.6-1kV-CLM-LOT1 | 500 | 3.5C x 120 | A2XFY FRLSH | 0.6-1kV | CLM | Area-20 | LOT1 | 3.5C x 120 AL | 428
1067 | PDP03-LV-P01 | PDP03 | 3.5C x 120-A2XFY FRLSH-0.6-1kV-CLM-LOT1 | 500 | 3.5C x 120 | A2XFY FRLSH | 0.6-1kV | CLM | CB | LOT1 | 3.5C x 120 AL | 78
1068 | PDP05-LV-P01 | PDP05 | 3.5C x 120-A2XFY FRLSH-0.6-1kV-CLM-LOT1 | 500 | 3.5C x 120 | A2XFY FRLSH | 0.6-1kV | CLM | Area-03 | LOT1 | 3.5C x 120 AL | 137
1069 | PDP07-LV-P01 | PDP07 | 3.5C x 120-A2XFY FRLSH-0.6-1kV-CLM-LOT1 | 500 | 3.5C x 120 | A2XFY FRLSH | 0.6-1kV | CLM | Area-08 | LOT1 | 3.5C x 120 AL | 211
1070 | PDP09-LV-P01 | PDP09 | 3.5C x 120-A2XFY FRLSH-0.6-1kV-CLM-LOT1 | 500 | 3.5C x 120 | A2XFY FRLSH | 0.6-1kV | CLM | Area-12 | LOT1 | 3.5C x 120 AL | 223
1071 | PDP11-LV-P01 | PDP11 | 3.5C x 120-A2XFY FRLSH-0.6-1kV-CLM-LOT1 | 500 | 3.5C x 120 | A2XFY FRLSH | 0.6-1kV | CLM | Area-11 | LOT1 | 3.5C x 120 AL | 293
1072 | PDP13-LV-P01 | PDP13 | 3.5C x 120-A2XFY FRLSH-0.6-1kV-CLM-LOT1 | 500 | 3.5C x 120 | A2XFY FRLSH | 0.6-1kV | CLM | Area-05 | LOT1 | 3.5C x 120 AL | 343
1073 | PDP15-LV-P01 | PDP15 | 3.5C x 120-A2XFY FRLSH-0.6-1kV-CLM-LOT1 | 500 | 3.5C x 120 | A2XFY FRLSH | 0.6-1kV | CLM | CB | LOT1 | 3.5C x 120 AL | 149
1075 | PDP20-LV-P01 | PDP20 | 3.5C x 120-A2XFY FRLSH-0.6-1kV-CLM-LOT1 | 500 | 3.5C x 120 | A2XFY FRLSH | 0.6-1kV | CLM | CB | LOT1 | 3.5C x 120 AL | 133
1081 | WR2121-LV-P01 | WR2121 | 3.5C x 120-A2XFY FRLSH-0.6-1kV-CLM-LOT1 | 500 | 3.5C x 120 | A2XFY FRLSH | 0.6-1kV | CLM | Area-21 | LOT1 | 3.5C x 120 AL | 280
1083 | WR1009-LV-P01 | WR1009 | 3.5C x 120-A2XFY FRLSH-0.6-1kV-CLM-LOT1 | 500 | 3.5C x 120 | A2XFY FRLSH | 0.6-1kV | CLM | Area-09 | LOT1 | 3.5C x 120 AL | 280
1087 | LDP01-LV-P01 | LDP01 | 3.5C x 120-A2XFY FRLSH-0.6-1kV-CLM-LOT1 | 500 | 3.5C x 120 | A2XFY FRLSH | 0.6-1kV | CLM | SS | LOT1 | 3.5C x 120 AL | 140
1088 | LDP02A-LV-P01 | LDP02A | 3.5C x 120-A2XFY FRLSH-0.6-1kV-CLM-LOT1 | 500 | 3.5C x 120 | A2XFY FRLSH | 0.6-1kV | CLM | CB | LOT1 | 3.5C x 120 AL | 78
1089 | LDP02B-LV-P01 | LDP02B | 3.5C x 120-A2XFY FRLSH-0.6-1kV-CLM-LOT1 | 500 | 3.5C x 120 | A2XFY FRLSH | 0.6-1kV | CLM | CB | LOT1 | 3.5C x 120 AL | 78
1090 | LDP03-LV-P01 | LDP03 | 3.5C x 120-A2XFY FRLSH-0.6-1kV-CLM-LOT1 | 500 | 3.5C x 120 | A2XFY FRLSH | 0.6-1kV | CLM | Area-03 | LOT1 | 3.5C x 120 AL | 146
1091 | LDP04-LV-P01 | LDP04 | 3.5C x 120-A2XFY FRLSH-0.6-1kV-CLM-LOT1 | 500 | 3.5C x 120 | A2XFY FRLSH | 0.6-1kV | CLM | Area-06 | LOT1 | 3.5C x 120 AL | 147
1092 | LDP05-LV-P01 | LDP05 | 3.5C x 120-A2XFY FRLSH-0.6-1kV-CLM-LOT1 | 500 | 3.5C x 120 | A2XFY FRLSH | 0.6-1kV | CLM | Area-08 | LOT1 | 3.5C x 120 AL | 220
1094 | LDP07-LV-P01 | LDP07 | 3.5C x 120-A2XFY FRLSH-0.6-1kV-CLM-LOT1 | 500 | 3.5C x 120 | A2XFY FRLSH | 0.6-1kV | CLM | Area-12 | LOT1 | 3.5C x 120 AL | 214
1097 | LDP10-LV-P01 | LDP10 | 3.5C x 120-A2XFY FRLSH-0.6-1kV-CLM-LOT1 | 500 | 3.5C x 120 | A2XFY FRLSH | 0.6-1kV | CLM | Area-01 | LOT1 | 3.5C x 120 AL | 281
1099 | LDP12-LV-P01 | LDP12 | 3.5C x 120-A2XFY FRLSH-0.6-1kV-CLM-LOT1 | 500 | 3.5C x 120 | A2XFY FRLSH | 0.6-1kV | CLM | Area-01 | LOT1 | 3.5C x 120 AL | 297
1100 | SLDB01-LV-P01 | SLDB01 | 3.5C x 120-A2XFY FRLSH-0.6-1kV-CLM-LOT1 | 500 | 3.5C x 120 | A2XFY FRLSH | 0.6-1kV | CLM |  | LOT1 | 3.5C x 120 AL | 148
1101 | SLDB02-LV-P01 | SLDB02 | 3.5C x 120-A2XFY FRLSH-0.6-1kV-CLM-LOT1 | 500 | 3.5C x 120 | A2XFY FRLSH | 0.6-1kV | CLM | Area-09 | LOT1 | 3.5C x 120 AL | 378
1103 | ELDP1-LV-P01 | ELDP1 | 3.5C x 120-A2XFY FRLSH-0.6-1kV-CLM-LOT1 | 500 | 3.5C x 120 | A2XFY FRLSH | 0.6-1kV | CLM | SS | LOT1 | 3.5C x 120 AL | 140
1104 | ELDP2-LV-P01 | ELDP2 | 3.5C x 120-A2XFY FRLSH-0.6-1kV-CLM-LOT1 | 500 | 3.5C x 120 | A2XFY FRLSH | 0.6-1kV | CLM | CB | LOT1 | 3.5C x 120 AL | 109
1105 | ELDP3-LV-P01 | ELDP3 | 3.5C x 120-A2XFY FRLSH-0.6-1kV-CLM-LOT1 | 500 | 3.5C x 120 | A2XFY FRLSH | 0.6-1kV | CLM | CB | LOT1 | 3.5C x 120 AL | 72
1106 | ELDP4-LV-P01 | ELDP4 | 3.5C x 120-A2XFY FRLSH-0.6-1kV-CLM-LOT1 | 500 | 3.5C x 120 | A2XFY FRLSH | 0.6-1kV | CLM | Area-03 | LOT1 | 3.5C x 120 AL | 131
1107 | ELDP5-LV-P01 | ELDP5 | 3.5C x 120-A2XFY FRLSH-0.6-1kV-CLM-LOT1 | 500 | 3.5C x 120 | A2XFY FRLSH | 0.6-1kV | CLM | Area-06 | LOT1 | 3.5C x 120 AL | 156
1108 | ELDP6-LV-P01 | ELDP6 | 3.5C x 120-A2XFY FRLSH-0.6-1kV-CLM-LOT1 | 500 | 3.5C x 120 | A2XFY FRLSH | 0.6-1kV | CLM | Area-08 | LOT1 | 3.5C x 120 AL | 212
1109 | ELDP7-LV-P01 | ELDP7 | 3.5C x 120-A2XFY FRLSH-0.6-1kV-CLM-LOT1 | 500 | 3.5C x 120 | A2XFY FRLSH | 0.6-1kV | CLM | Area-14 | LOT1 | 3.5C x 120 AL | 212
1110 | ELDP8-LV-P01 | ELDP8 | 3.5C x 120-A2XFY FRLSH-0.6-1kV-CLM-LOT1 | 500 | 3.5C x 120 | A2XFY FRLSH | 0.6-1kV | CLM | Area-12 | LOT1 | 3.5C x 120 AL | 272
1112 | ELDP10-LV-P01 | ELDP10 | 3.5C x 120-A2XFY FRLSH-0.6-1kV-CLM-LOT1 | 500 | 3.5C x 120 | A2XFY FRLSH | 0.6-1kV | CLM | Area-01 | LOT1 | 3.5C x 120 AL | 202
1113 | ELDP11-LV-P01 | ELDP11 | 3.5C x 120-A2XFY FRLSH-0.6-1kV-CLM-LOT1 | 500 | 3.5C x 120 | A2XFY FRLSH | 0.6-1kV | CLM | Area-05 | LOT1 | 3.5C x 120 AL | 343
1114 | ELDP13-LV-P01 | ELDP13 | 3.5C x 120-A2XFY FRLSH-0.6-1kV-CLM-LOT1 | 500 | 3.5C x 120 | A2XFY FRLSH | 0.6-1kV | CLM | Area-09 | LOT1 | 3.5C x 120 AL | 297
1172 | DCHVSWBD001A-LV-P01 | DCHVSWBD001A | 2C x 10-2XWY FRLSH-0.6-1kV-CLM-LOT2 | 1500 | 2C x 10 | 2XWY FRLSH | 0.6-1kV | CLM | Area-02 | LOT2 | 2C x 10 CU | 62
1173 | DCHVSWBD001B-LV-P01 | DCHVSWBD001B | 2C x 10-2XWY FRLSH-0.6-1kV-CLM-LOT2 | 1500 | 2C x 10 | 2XWY FRLSH | 0.6-1kV | CLM | Area-02 | LOT2 | 2C x 10 CU | 65
1174 | DCHVSWBD002A-LV-P01 | DCHVSWBD002A | 2C x 10-2XWY FRLSH-0.6-1kV-CLM-LOT2 | 1500 | 2C x 10 | 2XWY FRLSH | 0.6-1kV | CLM | Area-02 | LOT2 | 2C x 10 CU | 42
1175 | DCHVSWBD002B-LV-P01 | DCHVSWBD002B | 2C x 10-2XWY FRLSH-0.6-1kV-CLM-LOT2 | 1500 | 2C x 10 | 2XWY FRLSH | 0.6-1kV | CLM | Area-02 | LOT2 | 2C x 10 CU | 40
1176 | DCLVPCC001A-LV-P01 | DCLVPCC001A | 2C x 10-2XWY FRLSH-0.6-1kV-CLM-LOT2 | 1500 | 2C x 10 | 2XWY FRLSH | 0.6-1kV | CLM | Area-02 | LOT2 | 2C x 10 CU | 32
1177 | DCLVPCC001B-LV-P01 | DCLVPCC001B | 2C x 10-2XWY FRLSH-0.6-1kV-CLM-LOT2 | 1500 | 2C x 10 | 2XWY FRLSH | 0.6-1kV | CLM | Area-02 | LOT2 | 2C x 10 CU | 35
1180 | DCLVEPMCC001-LV-P01 | DCLVEPMCC001 | 2C x 10-2XWY FRLSH-0.6-1kV-CLM-LOT2 | 1500 | 2C x 10 | 2XWY FRLSH | 0.6-1kV | CLM | Area-02 | LOT2 | 2C x 10 CU | 76
1181 | DCLVEPMCC001-LV-P01 | DCLVEPMCC001 | 2C x 10-2XWY FRLSH-0.6-1kV-CLM-LOT2 | 1500 | 2C x 10 | 2XWY FRLSH | 0.6-1kV | CLM | Area-02 | LOT2 | 2C x 10 CU | 76
1182 | DCLVEPMCC002-LV-P01 | DCLVEPMCC002 | 2C x 10-2XWY FRLSH-0.6-1kV-CLM-LOT2 | 1500 | 2C x 10 | 2XWY FRLSH | 0.6-1kV | CLM | Area-02 | LOT2 | 2C x 10 CU | 60
1183 | DCLVEPMCC002-LV-P01 | DCLVEPMCC002 | 2C x 10-2XWY FRLSH-0.6-1kV-CLM-LOT2 | 1500 | 2C x 10 | 2XWY FRLSH | 0.6-1kV | CLM | Area-02 | LOT2 | 2C x 10 CU | 60
1184 | DCLVMCC001A-LV-P01 | DCLVMCC001A | 2C x 10-2XWY FRLSH-0.6-1kV-CLM-LOT2 | 1500 | 2C x 10 | 2XWY FRLSH | 0.6-1kV | CLM | Area-02 | LOT2 | 2C x 10 CU | 72
1185 | DCLVMCC001B-LV-P01 | DCLVMCC001B | 2C x 10-2XWY FRLSH-0.6-1kV-CLM-LOT2 | 1500 | 2C x 10 | 2XWY FRLSH | 0.6-1kV | CLM | Area-02 | LOT2 | 2C x 10 CU | 70
1186 | DCLVMCC002A-LV-P01 | DCLVMCC002A | 2C x 10-2XWY FRLSH-0.6-1kV-CLM-LOT2 | 1500 | 2C x 10 | 2XWY FRLSH | 0.6-1kV | CLM | Area-02 | LOT2 | 2C x 10 CU | 57
1187 | DCLVMCC002B-LV-P01 | DCLVMCC002B | 2C x 10-2XWY FRLSH-0.6-1kV-CLM-LOT2 | 1500 | 2C x 10 | 2XWY FRLSH | 0.6-1kV | CLM | Area-02 | LOT2 | 2C x 10 CU | 55
1188 | DCLVMCC003A-LV-P01 | DCLVMCC003A | 2C x 10-2XWY FRLSH-0.6-1kV-CLM-LOT2 | 1500 | 2C x 10 | 2XWY FRLSH | 0.6-1kV | CLM | Area-02 | LOT2 | 2C x 10 CU | 39
1189 | DCLVMCC003B-LV-P01 | DCLVMCC003B | 2C x 10-2XWY FRLSH-0.6-1kV-CLM-LOT2 | 1500 | 2C x 10 | 2XWY FRLSH | 0.6-1kV | CLM | Area-02 | LOT2 | 2C x 10 CU | 37
1190 | DCLVMPDB001A-LV-P01 | DCLVMPDB001A | 2C x 10-2XWY FRLSH-0.6-1kV-CLM-LOT2 | 1500 | 2C x 10 | 2XWY FRLSH | 0.6-1kV | CLM | Area-02 | LOT2 | 2C x 10 CU | 33
1191 | DCLVMPDB001B-LV-P01 | DCLVMPDB001B | 2C x 10-2XWY FRLSH-0.6-1kV-CLM-LOT2 | 1500 | 2C x 10 | 2XWY FRLSH | 0.6-1kV | CLM | Area-02 | LOT2 | 2C x 10 CU | 33
1192 | DCLVMLDB001-LV-P01 | DCLVMLDB001 | 2C x 10-2XWY FRLSH-0.6-1kV-CLM-LOT2 | 1500 | 2C x 10 | 2XWY FRLSH | 0.6-1kV | CLM | Area-02 | LOT2 | 2C x 10 CU | 23
1193 | DCLVEMLDB001-LV-P01 | DCLVEMLDB001 | 2C x 10-2XWY FRLSH-0.6-1kV-CLM-LOT2 | 1500 | 2C x 10 | 2XWY FRLSH | 0.6-1kV | CLM | Area-02 | LOT2 | 2C x 10 CU | 23
1194 | WR0202-LV-P01 | WR0202 | 3.5C x 120-A2XFY FRLSH-0.6-1kV-CLM-LOT1 | 500 | 3.5C x 120 | A2XFY FRLSH | 0.6-1kV | CLM | Area-02 | LOT1 | 3.5C x 120 AL | 150
1196 | WR0705-LV-P01 | WR0705 | 3.5C x 120-A2XFY FRLSH-0.6-1kV-CLM-LOT1 | 500 | 3.5C x 120 | A2XFY FRLSH | 0.6-1kV | CLM | Area-05 | LOT1 | 3.5C x 120 AL | 156
1197 | WR1313-LV-P01 | WR1313 | 3.5C x 120-A2XFY FRLSH-0.6-1kV-CLM-LOT1 | 500 | 3.5C x 120 | A2XFY FRLSH | 0.6-1kV | CLM | Area-13 | LOT1 | 3.5C x 120 AL | 200
1200 | WR02B-LV-P01 | WR02B | 3.5C x 120-A2XFY FRLSH-0.6-1kV-CLM-LOT1 | 500 | 3.5C x 120 | A2XFY FRLSH | 0.6-1kV | CLM | Area-01 | LOT1 | 3.5C x 120 AL | 30
1203 | DCLVAPFCR002A-LV-P01 | DCLVAPFCR002A | 2C x 10-2XWY FRLSH-0.6-1kV-CLM-LOT2 | 1500 | 2C x 10 | 2XWY FRLSH | 0.6-1kV | CLM | Area-02 | LOT2 | 2C x 10 CU | 52
1204 | DCLVAPFCR002B-LV-P01 | DCLVAPFCR002B | 2C x 10-2XWY FRLSH-0.6-1kV-CLM-LOT2 | 1500 | 2C x 10 | 2XWY FRLSH | 0.6-1kV | CLM | Area-02 | LOT2 | 2C x 10 CU | 56
1205 | DCLVAPFCR003A-LV-P01 | DCLVAPFCR003A | 2C x 10-2XWY FRLSH-0.6-1kV-CLM-LOT2 | 1500 | 2C x 10 | 2XWY FRLSH | 0.6-1kV | CLM | Area-02 | LOT2 | 2C x 10 CU | 60
1206 | DCLVAPFCR003B-LV-P01 | DCLVAPFCR003B | 2C x 10-2XWY FRLSH-0.6-1kV-CLM-LOT2 | 1500 | 2C x 10 | 2XWY FRLSH | 0.6-1kV | CLM | Area-02 | LOT2 | 2C x 10 CU | 65

## Sheet2
Serial Drum Number | Type | Cables | Drum Length | Cable and lengths | Drum Number
001 | 5C x 2.5-2XWY FRLSH-0.6-1kV-CLM-LOT1 | ['UCP-UNB1501B-LV-C01', 'UCP-UNB1501A-LV-C01', 'UCP-UNA1501B-LV-C01', 'UCP-UNA1501A-LV-C01', 'UCP-PMB501BB-LV-C03', 'UCP-PMB501BA-LV-C03', 'UCP-PMB501AB-LV-C03', 'UCP-PMB501AA-LV-C03', 'UCP-PMA501BB-LV-C03', 'LVPCC002BUSB-LV-C05'] | 995 | [1, ['UCP-UNB1501B-LV-C01', 90.0], ['UCP-UNB1501A-LV-C01', 100.0], ['UCP-UNA1501B-LV-C01', 90.0], ['UCP-UNA1501A-LV-C01', 100.0], ['UCP-PMB501BB-LV-C03', 115.0], ['UCP-PMB501BA-LV-C03', 115.0], ['UCP-PMB501AB-LV-C03', 115.0], ['UCP-PMB501AA-LV-C03', 115.0], ['UCP-PMA501BB-LV-C03', 105.0], ['LVPCC002BUSB-LV-C05', 50.0]] | E1121 -LOT1-0.6-1kV-5C x 2.5-2XWY FRLSH-995.0-D001
002 | 5C x 2.5-2XWY FRLSH-0.6-1kV-CLM-LOT1 | ['UCP-PMA501AB-LV-C03', 'UCP-KM5002C-LV-C01', 'UCP-KM5002B-LV-C01', 'UCP-HHMB501B-LV-C02'] | 976 | [2, ['UCP-PMA501AB-LV-C03', 105.0], ['UCP-KM5002C-LV-C01', 383.0], ['UCP-KM5002B-LV-C01', 383.0], ['UCP-HHMB501B-LV-C02', 105.0]] | E1121 -LOT1-0.6-1kV-5C x 2.5-2XWY FRLSH-976.0-D002
003 | 5C x 2.5-2XWY FRLSH-0.6-1kV-CLM-LOT1 | ['UCP-KM5002A-LV-C01', 'UCP-HHMB501A-LV-C02', 'UCP-HHMA501B-LV-C03', 'UCP-HHMA501A-LV-C03', 'UCP-FMB501BB-LV-C02', 'UCP-FMB501BA-LV-C02', 'LVPCC002BUSB-LV-C04'] | 988 | [3, ['UCP-KM5002A-LV-C01', 383.0], ['UCP-HHMB501A-LV-C02', 115.0], ['UCP-HHMA501B-LV-C03', 105.0], ['UCP-HHMA501A-LV-C03', 115.0], ['UCP-FMB501BB-LV-C02', 115.0], ['UCP-FMB501BA-LV-C02', 105.0], ['LVPCC002BUSB-LV-C04', 50.0]] | E1121 -LOT1-0.6-1kV-5C x 2.5-2XWY FRLSH-988.0-D003
004 | 5C x 2.5-2XWY FRLSH-0.6-1kV-CLM-LOT1 | ['UCP-H5001A1-LV-C02', 'UCP-FMB501AB-LV-C02', 'UCP-FMB501AA-LV-C02', 'UCP-FMA501BB-LV-C02', 'UCP-FMA501BA-LV-C02', 'UCP-FMA501AB-LV-C02', 'TR03B-LV-C02'] | 988 | [4, ['UCP-H5001A1-LV-C02', 358.0], ['UCP-FMB501AB-LV-C02', 115.0], ['UCP-FMB501AA-LV-C02', 105.0], ['UCP-FMA501BB-LV-C02', 105.0], ['UCP-FMA501BA-LV-C02', 115.0], ['UCP-FMA501AB-LV-C02', 105.0], ['TR03B-LV-C02', 85.0]] | E1121 -LOT1-0.6-1kV-5C x 2.5-2XWY FRLSH-988.0-D004
005 | 5C x 2.5-2XWY FRLSH-0.6-1kV-CLM-LOT1 | ['UCP-FMA501AA-LV-C02', 'TR03A-LV-C02', 'TR02B-LV-C02', 'TR02A-LV-C02', 'LVPCC002BUSA-LV-C05', 'LVPCC002BUSA-LV-C05', 'LVPCC002BUSA-LV-C04', 'LVPCC001BUSB-LV-C05', 'LVPCC001BUSB-LV-C04', 'LVPCC001BUSA-LV-C04', 'LVAPFC003B-LV-C03', 'LVAPFC003A-LV-C02'] | 950 | [5, ['UCP-FMA501AA-LV-C02', 115.0], ['TR03A-LV-C02', 85.0], ['TR02B-LV-C02', 85.0], ['TR02A-LV-C02', 85.0], ['LVPCC002BUSA-LV-C05', 65.0], ['LVPCC002BUSA-LV-C05', 50.0], ['LVPCC002BUSA-LV-C04', 50.0], ['LVPCC001BUSB-LV-C05', 65.0], ['LVPCC001BUSB-LV-C04', 65.0], ['LVPCC001BUSA-LV-C04', 65.0], ['LVAPFC003B-LV-C03', 110.0], ['LVAPFC003A-LV-C02', 110.0]] | E1121 -LOT1-0.6-1kV-5C x 2.5-2XWY FRLSH-950.0-D005
006 | 5C x 2.5-2XWY FRLSH-0.6-1kV-CLM-LOT1 | ['LVAPFC001B-LV-C02', 'LVAPFC001A-LV-C02', 'LCS-UNB1501B-LV-C03', 'LCS-UNB1501A-LV-C03', 'LCS-PMA501BA-LV-C03'] | 998 | [6, ['LVAPFC001B-LV-C02', 110.0], ['LVAPFC001A-LV-C02', 110.0], ['LCS-UNB1501B-LV-C03', 340.0], ['LCS-UNB1501A-LV-C03', 323.0], ['LCS-PMA501BA-LV-C03', 115.0]] | E1121 -LOT1-0.6-1kV-5C x 2.5-2XWY FRLSH-998.0-D006
007 | 5C x 2.5-2XWY FRLSH-0.6-1kV-CLM-LOT1 | ['LCS-UNA1501B-LV-C03', 'LCS-UNA1501A-LV-C03', 'LCS-PMB35022-LV-C01', 'LCS-PMA501AA-LV-C03', 'HVSWDB002BUSB-LV-C04'] | 970 | [7, ['LCS-UNA1501B-LV-C03', 268.0], ['LCS-UNA1501A-LV-C03', 255.0], ['LCS-PMB35022-LV-C01', 267.0], ['LCS-PMA501AA-LV-C03', 115.0], ['HVSWDB002BUSB-LV-C04', 65.0]] | E1121 -LOT1-0.6-1kV-5C x 2.5-2XWY FRLSH-970.0-D007
008 | 5C x 2.5-2XWY FRLSH-0.6-1kV-CLM-LOT1 | ['LCS-PMB35021-LV-C01', 'LCS-PMB2603B-LV-C01', 'LCS-PMB1851B-LV-C01', 'HVSWDB002BUSB-LV-C03'] | 982 | [8, ['LCS-PMB35021-LV-C01', 267.0], ['LCS-PMB2603B-LV-C01', 376.0], ['LCS-PMB1851B-LV-C01', 274.0], ['HVSWDB002BUSB-LV-C03', 65.0]] | E1121 -LOT1-0.6-1kV-5C x 2.5-2XWY FRLSH-982.0-D008
009 | 5C x 2.5-2XWY FRLSH-0.6-1kV-CLM-LOT1 | ['LCS-PMB2603A-LV-C01', 'LCS-PMB2602B-LV-C01', 'LCS-PMB1843B-LV-C01'] | 994 | [9, ['LCS-PMB2603A-LV-C01', 376.0], ['LCS-PMB2602B-LV-C01', 383.0], ['LCS-PMB1843B-LV-C01', 235.0]] | E1121 -LOT1-0.6-1kV-5C x 2.5-2XWY FRLSH-994.0-D009
010 | 5C x 2.5-2XWY FRLSH-0.6-1kV-CLM-LOT1 | ['LCS-PMB2602A-LV-C01', 'LCS-PMB2601B-LV-C01', 'LCS-PMB1844-LV-C01'] | 983 | [10, ['LCS-PMB2602A-LV-C01', 366.0], ['LCS-PMB2601B-LV-C01', 371.0], ['LCS-PMB1844-LV-C01', 246.0]] | E1121 -LOT1-0.6-1kV-5C x 2.5-2XWY FRLSH-983.0-D010
011 | 5C x 2.5-2XWY FRLSH-0.6-1kV-CLM-LOT1 | ['LCS-PMB2601A-LV-C01', 'LCS-PMB2301B-LV-C01', 'LCS-PMB1841A-LV-C01'] | 999 | [11, ['LCS-PMB2601A-LV-C01', 371.0], ['LCS-PMB2301B-LV-C01', 392.0], ['LCS-PMB1841A-LV-C01', 236.0]] | E1121 -LOT1-0.6-1kV-5C x 2.5-2XWY FRLSH-999.0-D011
012 | 5C x 2.5-2XWY FRLSH-0.6-1kV-CLM-LOT1 | ['LCS-PMB2301A-LV-C01', 'LCS-PMB1851A-LV-C01', 'LCS-PMB1843A-LV-C01'] | 937 | [12, ['LCS-PMB2301A-LV-C01', 410.0], ['LCS-PMB1851A-LV-C01', 274.0], ['LCS-PMB1843A-LV-C01', 253.0]] | E1121 -LOT1-0.6-1kV-5C x 2.5-2XWY FRLSH-937.0-D012
013 | 5C x 2.5-2XWY FRLSH-0.6-1kV-CLM-LOT1 | ['LCS-PMB1842B-LV-C01', 'LCS-PMB1842A-LV-C01', 'LCS-PMB1841B-LV-C01', 'LCS-PMB1831B-LV-C01'] | 991 | [13, ['LCS-PMB1842B-LV-C01', 248.0], ['LCS-PMB1842A-LV-C01', 248.0], ['LCS-PMB1841B-LV-C01', 254.0], ['LCS-PMB1831B-LV-C01', 241.0]] | E1121 -LOT1-0.6-1kV-5C x 2.5-2XWY FRLSH-991.0-D013
014 | 5C x 2.5-2XWY FRLSH-0.6-1kV-CLM-LOT1 | ['LCS-PMB1833B-LV-C01', 'LCS-PMB1833A-LV-C01', 'LCS-PMB1832B-LV-C01', 'LCS-PMA35022-LV-C01'] | 999 | [14, ['LCS-PMB1833B-LV-C01', 254.0], ['LCS-PMB1833A-LV-C01', 254.0], ['LCS-PMB1832B-LV-C01', 258.0], ['LCS-PMA35022-LV-C01', 233.0]] | E1121 -LOT1-0.6-1kV-5C x 2.5-2XWY FRLSH-999.0-D014
015 | 5C x 2.5-2XWY FRLSH-0.6-1kV-CLM-LOT1 | ['LCS-PMB1832A-LV-C01', 'LCS-PMB1831A-LV-C01', 'LCS-PMB1824B-LV-C01', 'LCS-PMA1851B-LV-C01'] | 971 | [15, ['LCS-PMB1832A-LV-C01', 258.0], ['LCS-PMB1831A-LV-C01', 259.0], ['LCS-PMB1824B-LV-C01', 264.0], ['LCS-PMA1851B-LV-C01', 190.0]] | E1121 -LOT1-0.6-1kV-5C x 2.5-2XWY FRLSH-971.0-D015
016 | 5C x 2.5-2XWY FRLSH-0.6-1kV-CLM-LOT1 | ['LCS-PMB1824A-LV-C01', 'LCS-PMB1823B-LV-C01', 'LCS-PMB1823A-LV-C01', 'LCS-PMA1851A-LV-C01'] | 970 | [16, ['LCS-PMB1824A-LV-C01', 264.0], ['LCS-PMB1823B-LV-C01', 249.0], ['LCS-PMB1823A-LV-C01', 267.0], ['LCS-PMA1851A-LV-C01', 190.0]] | E1121 -LOT1-0.6-1kV-5C x 2.5-2XWY FRLSH-970.0-D016
017 | 5C x 2.5-2XWY FRLSH-0.6-1kV-CLM-LOT1 | ['LCS-PMB1822B-LV-C01', 'LCS-PMB1822A-LV-C01', 'LCS-PMB1821B-LV-C01', 'LCS-PMA1844-LV-C01'] | 956 | [17, ['LCS-PMB1822B-LV-C01', 269.0], ['LCS-PMB1822A-LV-C01', 269.0], ['LCS-PMB1821B-LV-C01', 255.0], ['LCS-PMA1844-LV-C01', 163.0]] | E1121 -LOT1-0.6-1kV-5C x 2.5-2XWY FRLSH-956.0-D017
018 | 5C x 2.5-2XWY FRLSH-0.6-1kV-CLM-LOT1 | ['LCS-PMB1821A-LV-C01', 'LCS-PMB1801B-LV-C01', 'LCS-PMB1801A-LV-C01', 'LCS-PMA35021-LV-C01'] | 999 | [18, ['LCS-PMB1821A-LV-C01', 274.0], ['LCS-PMB1801B-LV-C01', 246.0], ['LCS-PMB1801A-LV-C01', 246.0], ['LCS-PMA35021-LV-C01', 233.0]] | E1121 -LOT1-0.6-1kV-5C x 2.5-2XWY FRLSH-999.0-D018
019 | 5C x 2.5-2XWY FRLSH-0.6-1kV-CLM-LOT1 | ['LCS-PMB1502B-LV-C02', 'LCS-PMB1502A-LV-C02', 'LCS-PMB1501B-LV-C01', 'HVSWDB002BUSB-LV-C02'] | 982 | [19, ['LCS-PMB1502B-LV-C02', 277.0], ['LCS-PMB1502A-LV-C02', 313.0], ['LCS-PMB1501B-LV-C01', 327.0], ['HVSWDB002BUSB-LV-C02', 65.0]] | E1121 -LOT1-0.6-1kV-5C x 2.5-2XWY FRLSH-982.0-D019
020 | 5C x 2.5-2XWY FRLSH-0.6-1kV-CLM-LOT1 | ['LCS-PMB1501A-LV-C01', 'LCS-PMB1403B-LV-C01', 'LCS-PMB1403A-LV-C01', 'HVSWDB002BUSA-LV-C04'] | 944 | [20, ['LCS-PMB1501A-LV-C01', 314.0], ['LCS-PMB1403B-LV-C01', 274.0], ['LCS-PMB1403A-LV-C01', 291.0], ['HVSWDB002BUSA-LV-C04', 65.0]] | E1121 -LOT1-0.6-1kV-5C x 2.5-2XWY FRLSH-944.0-D020
021 | 5C x 2.5-2XWY FRLSH-0.6-1kV-CLM-LOT1 | ['LCS-PMB1401B-LV-C01', 'LCS-PMB1401A-LV-C01', 'LCS-PMB1305-LV-C01', 'LCS-PMA1843B-LV-C01'] | 972 | [21, ['LCS-PMB1401B-LV-C01', 279.0], ['LCS-PMB1401A-LV-C01', 262.0], ['LCS-PMB1305-LV-C01', 244.0], ['LCS-PMA1843B-LV-C01', 187.0]] | E1121 -LOT1-0.6-1kV-5C x 2.5-2XWY FRLSH-972.0-D021
022 | 5C x 2.5-2XWY FRLSH-0.6-1kV-CLM-LOT1 | ['LCS-PMB1302B-LV-C01', 'LCS-PMB1302A-LV-C01', 'LCS-PMB1301B-LV-C01', 'LCS-PMA1843A-LV-C01'] | 958 | [22, ['LCS-PMB1302B-LV-C01', 267.0], ['LCS-PMB1302A-LV-C01', 267.0], ['LCS-PMB1301B-LV-C01', 255.0], ['LCS-PMA1843A-LV-C01', 169.0]] | E1121 -LOT1-0.6-1kV-5C x 2.5-2XWY FRLSH-958.0-D022
023 | 5C x 2.5-2XWY FRLSH-0.6-1kV-CLM-LOT1 | ['LCS-PMB1301A-LV-C01', 'LCS-PMA2603B-LV-C01', 'LCS-PMA2603A-LV-C01'] | 975 | [23, ['LCS-PMB1301A-LV-C01', 255.0], ['LCS-PMA2603B-LV-C01', 360.0], ['LCS-PMA2603A-LV-C01', 360.0]] | E1121 -LOT1-0.6-1kV-5C x 2.5-2XWY FRLSH-975.0-D023
024 | 5C x 2.5-2XWY FRLSH-0.6-1kV-CLM-LOT1 | ['LCS-PMA2602B-LV-C01', 'LCS-PMA2602A-LV-C01', 'LCS-PMA1842B-LV-C01'] | 942 | [24, ['LCS-PMA2602B-LV-C01', 378.0], ['LCS-PMA2602A-LV-C01', 395.0], ['LCS-PMA1842B-LV-C01', 169.0]] | E1121 -LOT1-0.6-1kV-5C x 2.5-2XWY FRLSH-942.0-D024
025 | 5C x 2.5-2XWY FRLSH-0.6-1kV-CLM-LOT1 | ['LCS-PMA2601B-LV-C01', 'LCS-PMA2601A-LV-C01', 'LCS-PMA1842A-LV-C01', 'HVSWDB002BUSA-LV-C03'] | 950 | [25, ['LCS-PMA2601B-LV-C01', 358.0], ['LCS-PMA2601A-LV-C01', 358.0], ['LCS-PMA1842A-LV-C01', 169.0], ['HVSWDB002BUSA-LV-C03', 65.0]] | E1121 -LOT1-0.6-1kV-5C x 2.5-2XWY FRLSH-950.0-D025
026 | 5C x 2.5-2XWY FRLSH-0.6-1kV-CLM-LOT1 | ['LCS-PMA2301B-LV-C01', 'LCS-PMA2301A-LV-C01', 'LCS-PMA1841B-LV-C01', 'HVSWDB002BUSA-LV-C02'] | 999 | [26, ['LCS-PMA2301B-LV-C01', 361.0], ['LCS-PMA2301A-LV-C01', 379.0], ['LCS-PMA1841B-LV-C01', 194.0], ['HVSWDB002BUSA-LV-C02', 65.0]] | E1121 -LOT1-0.6-1kV-5C x 2.5-2XWY FRLSH-999.0-D026
027 | 5C x 2.5-2XWY FRLSH-0.6-1kV-CLM-LOT1 | ['LCS-PMA1841A-LV-C01', 'LCS-PMA1833B-LV-C01', 'LCS-PMA1833A-LV-C01', 'LCS-PMA1832B-LV-C01', 'LCS-PMA1832A-LV-C01', 'HVSWDB002B-LV-C01'] | 950 | [27, ['LCS-PMA1841A-LV-C01', 175.0], ['LCS-PMA1833B-LV-C01', 169.0], ['LCS-PMA1833A-LV-C01', 169.0], ['LCS-PMA1832B-LV-C01', 176.0], ['LCS-PMA1832A-LV-C01', 176.0], ['HVSWDB002B-LV-C01', 85.0]] | E1121 -LOT1-0.6-1kV-5C x 2.5-2XWY FRLSH-950.0-D027
028 | 5C x 2.5-2XWY FRLSH-0.6-1kV-CLM-LOT1 | ['LCS-PMA1831B-LV-C01', 'LCS-PMA1831A-LV-C01', 'LCS-PMA1824B-LV-C01', 'LCS-PMA1824A-LV-C01', 'LCS-PMA1823B-LV-C01'] | 921 | [28, ['LCS-PMA1831B-LV-C01', 195.0], ['LCS-PMA1831A-LV-C01', 176.0], ['LCS-PMA1824B-LV-C01', 181.0], ['LCS-PMA1824A-LV-C01', 181.0], ['LCS-PMA1823B-LV-C01', 188.0]] | E1121 -LOT1-0.6-1kV-5C x 2.5-2XWY FRLSH-921.0-D028
029 | 5C x 2.5-2XWY FRLSH-0.6-1kV-CLM-LOT1 | ['LCS-PMA1823A-LV-C01', 'LCS-PMA1822B-LV-C01', 'LCS-PMA1822A-LV-C01', 'LCS-PMA1821B-LV-C01', 'LCS-PMA1821A-LV-C01'] | 964 | [29, ['LCS-PMA1823A-LV-C01', 207.0], ['LCS-PMA1822B-LV-C01', 181.0], ['LCS-PMA1822A-LV-C01', 181.0], ['LCS-PMA1821B-LV-C01', 207.0], ['LCS-PMA1821A-LV-C01', 188.0]] | E1121 -LOT1-0.6-1kV-5C x 2.5-2XWY FRLSH-964.0-D029
030 | 5C x 2.5-2XWY FRLSH-0.6-1kV-CLM-LOT1 | ['LCS-PMA1801B-LV-C01', 'LCS-PMA1801A-LV-C01', 'LCS-PMA1502B-LV-C02', 'LCS-PMA1502A-LV-C02', 'LCS-PMA1403B-LV-C01'] | 982 | [30, ['LCS-PMA1801B-LV-C01', 163.0], ['LCS-PMA1801A-LV-C01', 163.0], ['LCS-PMA1502B-LV-C02', 225.0], ['LCS-PMA1502A-LV-C02', 229.0], ['LCS-PMA1403B-LV-C01', 202.0]] | E1121 -LOT1-0.6-1kV-5C x 2.5-2XWY FRLSH-982.0-D030
031 | 5C x 2.5-2XWY FRLSH-0.6-1kV-CLM-LOT1 | ['LCS-PMA1501B-LV-C01', 'LCS-PMA1501A-LV-C01', 'LCS-PMA1403A-LV-C01', 'LCS-PMA1401B-LV-C01'] | 947 | [31, ['LCS-PMA1501B-LV-C01', 276.0], ['LCS-PMA1501A-LV-C01', 263.0], ['LCS-PMA1403A-LV-C01', 219.0], ['LCS-PMA1401B-LV-C01', 189.0]] | E1121 -LOT1-0.6-1kV-5C x 2.5-2XWY FRLSH-947.0-D031
032 | 5C x 2.5-2XWY FRLSH-0.6-1kV-CLM-LOT1 | ['LCS-PMA1401A-LV-C01', 'LCS-PMA1305-LV-C01', 'LCS-PMA1302B-LV-C01', 'LCS-PMA1302A-LV-C01', 'HVSWDB002A-LV-C01'] | 919 | [32, ['LCS-PMA1401A-LV-C01', 207.0], ['LCS-PMA1305-LV-C01', 195.0], ['LCS-PMA1302B-LV-C01', 216.0], ['LCS-PMA1302A-LV-C01', 216.0], ['HVSWDB002A-LV-C01', 85.0]] | E1121 -LOT1-0.6-1kV-5C x 2.5-2XWY FRLSH-919.0-D032
033 | 5C x 2.5-2XWY FRLSH-0.6-1kV-CLM-LOT1 | ['LCS-PMA1301B-LV-C01', 'LCS-PMA1301A-LV-C01', 'LCS-PM5058-LV-C01'] | 855 | [33, ['LCS-PMA1301B-LV-C01', 300.0], ['LCS-PMA1301A-LV-C01', 205.0], ['LCS-PM5058-LV-C01', 350.0]] | E1121 -LOT1-0.6-1kV-5C x 2.5-2XWY FRLSH-855.0-D033
034 | 5C x 2.5-2XWY FRLSH-0.6-1kV-CLM-LOT1 | ['LCS-PM5054-LV-C01', 'LCS-PM35042-LV-C01', 'LCS-PM2406B-LV-C01'] | 975 | [34, ['LCS-PM5054-LV-C01', 350.0], ['LCS-PM35042-LV-C01', 335.0], ['LCS-PM2406B-LV-C01', 290.0]] | E1121 -LOT1-0.6-1kV-5C x 2.5-2XWY FRLSH-975.0-D034
035 | 5C x 2.5-2XWY FRLSH-0.6-1kV-CLM-LOT1 | ['LCS-PM35041-LV-C01', 'LCS-PM35032-LV-C01', 'LCS-PM35031-LV-C01'] | 967 | [35, ['LCS-PM35041-LV-C01', 335.0], ['LCS-PM35032-LV-C01', 316.0], ['LCS-PM35031-LV-C01', 316.0]] | E1121 -LOT1-0.6-1kV-5C x 2.5-2XWY FRLSH-967.0-D035
036 | 5C x 2.5-2XWY FRLSH-0.6-1kV-CLM-LOT1 | ['LCS-PM3018B-LV-C01', 'LCS-PM3018A-LV-C01', 'LCS-PM2405B-LV-C01'] | 980 | [36, ['LCS-PM3018B-LV-C01', 350.0], ['LCS-PM3018A-LV-C01', 368.0], ['LCS-PM2405B-LV-C01', 262.0]] | E1121 -LOT1-0.6-1kV-5C x 2.5-2XWY FRLSH-980.0-D036
037 | 5C x 2.5-2XWY FRLSH-0.6-1kV-CLM-LOT1 | ['LCS-PM3013-LV-C01', 'LCS-PM3010B-LV-C01', 'LCS-PM3010A-LV-C01'] | 972 | [37, ['LCS-PM3013-LV-C01', 316.0], ['LCS-PM3010B-LV-C01', 328.0], ['LCS-PM3010A-LV-C01', 328.0]] | E1121 -LOT1-0.6-1kV-5C x 2.5-2XWY FRLSH-972.0-D037
038 | 5C x 2.5-2XWY FRLSH-0.6-1kV-CLM-LOT1 | ['LCS-PM3009B-LV-C01', 'LCS-PM3009A-LV-C01', 'LCS-PM3008B-LV-C01'] | 985 | [38, ['LCS-PM3009B-LV-C01', 328.0], ['LCS-PM3009A-LV-C01', 328.0], ['LCS-PM3008B-LV-C01', 329.0]] | E1121 -LOT1-0.6-1kV-5C x 2.5-2XWY FRLSH-985.0-D038
039 | 5C x 2.5-2XWY FRLSH-0.6-1kV-CLM-LOT1 | ['LCS-PM3008A-LV-C01', 'LCS-PM3007B-LV-C01', 'LCS-PM3007A-LV-C01'] | 997 | [39, ['LCS-PM3008A-LV-C01', 329.0], ['LCS-PM3007B-LV-C01', 343.0], ['LCS-PM3007A-LV-C01', 325.0]] | E1121 -LOT1-0.6-1kV-5C x 2.5-2XWY FRLSH-997.0-D039
040 | 5C x 2.5-2XWY FRLSH-0.6-1kV-CLM-LOT1 | ['LCS-PM3006B-LV-C01', 'LCS-PM3006A-LV-C01', 'LCS-PM1711B-LV-C01'] | 998 | [40, ['LCS-PM3006B-LV-C01', 363.0], ['LCS-PM3006A-LV-C01', 381.0], ['LCS-PM1711B-LV-C01', 254.0]] | E1121 -LOT1-0.6-1kV-5C x 2.5-2XWY FRLSH-998.0-D040
041 | 5C x 2.5-2XWY FRLSH-0.6-1kV-CLM-LOT1 | ['LCS-PM3005B-LV-C01', 'LCS-PM3005A-LV-C01', 'LCS-PM1211B-LV-C01'] | 953 | [41, ['LCS-PM3005B-LV-C01', 374.0], ['LCS-PM3005A-LV-C01', 374.0], ['LCS-PM1211B-LV-C01', 205.0]] | E1121 -LOT1-0.6-1kV-5C x 2.5-2XWY FRLSH-953.0-D041
042 | 5C x 2.5-2XWY FRLSH-0.6-1kV-CLM-LOT1 | ['LCS-PM30042-LV-C01', 'LCS-PM30041-LV-C01'] | 824 | [42, ['LCS-PM30042-LV-C01', 416.0], ['LCS-PM30041-LV-C01', 408.0]] | E1121 -LOT1-0.6-1kV-5C x 2.5-2XWY FRLSH-824.0-D042
043 | 5C x 2.5-2XWY FRLSH-0.6-1kV-CLM-LOT1 | ['LCS-PM30032-LV-C01', 'LCS-PM30031-LV-C01', 'LCS-PM1211A-LV-C01'] | 990 | [43, ['LCS-PM30032-LV-C01', 399.0], ['LCS-PM30031-LV-C01', 386.0], ['LCS-PM1211A-LV-C01', 205.0]] | E1121 -LOT1-0.6-1kV-5C x 2.5-2XWY FRLSH-990.0-D043
044 | 5C x 2.5-2XWY FRLSH-0.6-1kV-CLM-LOT1 | ['LCS-PM30023-LV-C01', 'LCS-PM30022-LV-C01', 'LCS-PM2405A-LV-C01'] | 982 | [44, ['LCS-PM30023-LV-C01', 367.0], ['LCS-PM30022-LV-C01', 353.0], ['LCS-PM2405A-LV-C01', 262.0]] | E1121 -LOT1-0.6-1kV-5C x 2.5-2XWY FRLSH-982.0-D044
045 | 5C x 2.5-2XWY FRLSH-0.6-1kV-CLM-LOT1 | ['LCS-PM30021-LV-C01', 'LCS-PM30012-LV-C01', 'LCS-PM2404B-LV-C01'] | 976 | [45, ['LCS-PM30021-LV-C01', 340.0], ['LCS-PM30012-LV-C01', 365.0], ['LCS-PM2404B-LV-C01', 271.0]] | E1121 -LOT1-0.6-1kV-5C x 2.5-2XWY FRLSH-976.0-D045
046 | 5C x 2.5-2XWY FRLSH-0.6-1kV-CLM-LOT1 | ['LCS-PM30011-LV-C01', 'LCS-PM2551B-LV-C01', 'LCS-PM1202B-LV-C01'] | 971 | [46, ['LCS-PM30011-LV-C01', 368.0], ['LCS-PM2551B-LV-C01', 390.0], ['LCS-PM1202B-LV-C01', 213.0]] | E1121 -LOT1-0.6-1kV-5C x 2.5-2XWY FRLSH-971.0-D046
047 | 5C x 2.5-2XWY FRLSH-0.6-1kV-CLM-LOT1 | ['LCS-PM2551A-LV-C01', 'LCS-PM2502B-LV-C01', 'LCS-PM2404A-LV-C01'] | 989 | [47, ['LCS-PM2551A-LV-C01', 373.0], ['LCS-PM2502B-LV-C01', 345.0], ['LCS-PM2404A-LV-C01', 271.0]] | E1121 -LOT1-0.6-1kV-5C x 2.5-2XWY FRLSH-989.0-D047
048 | 5C x 2.5-2XWY FRLSH-0.6-1kV-CLM-LOT1 | ['LCS-PM2502A-LV-C01', 'LCS-PM2451B-LV-C01', 'LCS-PM2406A-LV-C01'] | 998 | [48, ['LCS-PM2502A-LV-C01', 345.0], ['LCS-PM2451B-LV-C01', 345.0], ['LCS-PM2406A-LV-C01', 308.0]] | E1121 -LOT1-0.6-1kV-5C x 2.5-2XWY FRLSH-998.0-D048
049 | 5C x 2.5-2XWY FRLSH-0.6-1kV-CLM-LOT1 | ['LCS-PM2451A-LV-C01', 'LCS-PM2403B-LV-C01', 'LCS-PM2403A-LV-C01'] | 954 | [49, ['LCS-PM2451A-LV-C01', 327.0], ['LCS-PM2403B-LV-C01', 307.0], ['LCS-PM2403A-LV-C01', 320.0]] | E1121 -LOT1-0.6-1kV-5C x 2.5-2XWY FRLSH-954.0-D049
050 | 5C x 2.5-2XWY FRLSH-0.6-1kV-CLM-LOT1 | ['LCS-PM2402B-LV-C01', 'LCS-PM2402A-LV-C01', 'LCS-PM2401B-LV-C01'] | 950 | [50, ['LCS-PM2402B-LV-C01', 324.0], ['LCS-PM2402A-LV-C01', 311.0], ['LCS-PM2401B-LV-C01', 315.0]] | E1121 -LOT1-0.6-1kV-5C x 2.5-2XWY FRLSH-950.0-D050
051 | 5C x 2.5-2XWY FRLSH-0.6-1kV-CLM-LOT1 | ['LCS-PM2401A-LV-C01', 'LCS-PM2351B-LV-C01', 'LCS-PM1903B-LV-C01'] | 954 | [51, ['LCS-PM2401A-LV-C01', 328.0], ['LCS-PM2351B-LV-C01', 344.0], ['LCS-PM1903B-LV-C01', 282.0]] | E1121 -LOT1-0.6-1kV-5C x 2.5-2XWY FRLSH-954.0-D051
052 | 5C x 2.5-2XWY FRLSH-0.6-1kV-CLM-LOT1 | ['LCS-PM2351A-LV-C01', 'LCS-PM2252-LV-C01', 'LCS-PM1903A-LV-C01'] | 960 | [52, ['LCS-PM2351A-LV-C01', 344.0], ['LCS-PM2252-LV-C01', 352.0], ['LCS-PM1903A-LV-C01', 264.0]] | E1121 -LOT1-0.6-1kV-5C x 2.5-2XWY FRLSH-960.0-D052
053 | 5C x 2.5-2XWY FRLSH-0.6-1kV-CLM-LOT1 | ['LCS-PM2251B-LV-C01', 'LCS-PM2251A-LV-C01', 'LCS-PM1202A-LV-C01'] | 997 | [53, ['LCS-PM2251B-LV-C01', 383.0], ['LCS-PM2251A-LV-C01', 401.0], ['LCS-PM1202A-LV-C01', 213.0]] | E1121 -LOT1-0.6-1kV-5C x 2.5-2XWY FRLSH-997.0-D053
054 | 5C x 2.5-2XWY FRLSH-0.6-1kV-CLM-LOT1 | ['LCS-PM2103B-LV-C01', 'LCS-PM2103A-LV-C01', 'LCS-PM1201B-LV-C01'] | 956 | [54, ['LCS-PM2103B-LV-C01', 376.0], ['LCS-PM2103A-LV-C01', 379.0], ['LCS-PM1201B-LV-C01', 201.0]] | E1121 -LOT1-0.6-1kV-5C x 2.5-2XWY FRLSH-956.0-D054
055 | 5C x 2.5-2XWY FRLSH-0.6-1kV-CLM-LOT1 | ['LCS-PM1902B-LV-C01', 'LCS-PM1902A-LV-C01', 'LCS-PM1901B-LV-C01'] | 896 | [55, ['LCS-PM1902B-LV-C01', 297.0], ['LCS-PM1902A-LV-C01', 297.0], ['LCS-PM1901B-LV-C01', 302.0]] | E1121 -LOT1-0.6-1kV-5C x 2.5-2XWY FRLSH-896.0-D055
056 | 5C x 2.5-2XWY FRLSH-0.6-1kV-CLM-LOT1 | ['LCS-PM1901A-LV-C01', 'LCS-PM1835A-LV-C01', 'LCS-PM1711A-LV-C01'] | 852 | [56, ['LCS-PM1901A-LV-C01', 302.0], ['LCS-PM1835A-LV-C01', 277.0], ['LCS-PM1711A-LV-C01', 273.0]] | E1121 -LOT1-0.6-1kV-5C x 2.5-2XWY FRLSH-852.0-D056
057 | 5C x 2.5-2XWY FRLSH-0.6-1kV-CLM-LOT1 | ['LCS-PM1705B-LV-C01', 'LCS-PM1705A-LV-C01', 'LCS-PM1704B-LV-C01'] | 905 | [57, ['LCS-PM1705B-LV-C01', 309.0], ['LCS-PM1705A-LV-C01', 309.0], ['LCS-PM1704B-LV-C01', 287.0]] | E1121 -LOT1-0.6-1kV-5C x 2.5-2XWY FRLSH-905.0-D057
058 | 5C x 2.5-2XWY FRLSH-0.6-1kV-CLM-LOT1 | ['LCS-PM1704A-LV-C01', 'LCS-PM1703B-LV-C01', 'LCS-PM1703A-LV-C01'] | 909 | [58, ['LCS-PM1704A-LV-C01', 287.0], ['LCS-PM1703B-LV-C01', 311.0], ['LCS-PM1703A-LV-C01', 311.0]] | E1121 -LOT1-0.6-1kV-5C x 2.5-2XWY FRLSH-909.0-D058
059 | 5C x 2.5-2XWY FRLSH-0.6-1kV-CLM-LOT1 | ['LCS-PM1701B-LV-C01', 'LCS-PM1701A-LV-C01', 'LCS-PM1601B-LV-C01'] | 947 | [59, ['LCS-PM1701B-LV-C01', 298.0], ['LCS-PM1701A-LV-C01', 298.0], ['LCS-PM1601B-LV-C01', 351.0]] | E1121 -LOT1-0.6-1kV-5C x 2.5-2XWY FRLSH-947.0-D059
060 | 5C x 2.5-2XWY FRLSH-0.6-1kV-CLM-LOT1 | ['LCS-PM1601A-LV-C01', 'LCS-PM1304B-LV-C01', 'LCS-PM1201A-LV-C01'] | 894 | [60, ['LCS-PM1601A-LV-C01', 351.0], ['LCS-PM1304B-LV-C01', 342.0], ['LCS-PM1201A-LV-C01', 201.0]] | E1121 -LOT1-0.6-1kV-5C x 2.5-2XWY FRLSH-894.0-D060
061 | 5C x 2.5-2XWY FRLSH-0.6-1kV-CLM-LOT1 | ['LCS-PM1304A-LV-C01', 'LCS-PM1303B-LV-C01'] | 687 | [61, ['LCS-PM1304A-LV-C01', 342.0], ['LCS-PM1303B-LV-C01', 345.0]] | E1121 -LOT1-0.6-1kV-5C x 2.5-2XWY FRLSH-687.0-D061
062 | 5C x 2.5-2XWY FRLSH-0.6-1kV-CLM-LOT1 | ['LCS-PM1303A-LV-C01', 'LCS-BL1301B-LV-C01'] | 682 | [62, ['LCS-PM1303A-LV-C01', 345.0], ['LCS-BL1301B-LV-C01', 337.0]] | E1121 -LOT1-0.6-1kV-5C x 2.5-2XWY FRLSH-682.0-D062
063 | 5C x 2.5-2XWY FRLSH-0.6-1kV-CLM-LOT1 | ['LCS-BL1301A-LV-C01'] | 337 | [63, ['LCS-BL1301A-LV-C01', 337.0]] | E1121 -LOT1-0.6-1kV-5C x 2.5-2XWY FRLSH-337.0-D063

## Sheet3
Sr.No. | Cable Tag | To Equipment Tag No. | Type | Max Drum Length | Cable Size | Cable Type | Service Voltage | Area | Sub-Area | LOT | Core Identification | Cable Length | Consolidated Drum Serial Number | Consolidated Drum Number | Jointing Kits
13 | HVSWDB002BUSA-LV-C02 | HVSWDB002BUSA | 5C x 2.5-2XWY FRLSH-0.6-1kV-CLM-LOT1 | 1000 | 5C x 2.5 | 2XWY FRLSH | 0.6-1kV | CLM | SS | LOT1 | 5C x 2.5 CU | 65 | 026 | E1121 -LOT1-0.6-1kV-5C x 2.5-2XWY FRLSH-999.0-D026 | 0
14 | HVSWDB002BUSA-LV-C03 | HVSWDB002BUSA | 5C x 2.5-2XWY FRLSH-0.6-1kV-CLM-LOT1 | 1000 | 5C x 2.5 | 2XWY FRLSH | 0.6-1kV | CLM | SS | LOT1 | 5C x 2.5 CU | 65 | 025 | E1121 -LOT1-0.6-1kV-5C x 2.5-2XWY FRLSH-950.0-D025 | 0
15 | HVSWDB002BUSA-LV-C04 | HVSWDB002BUSA | 5C x 2.5-2XWY FRLSH-0.6-1kV-CLM-LOT1 | 1000 | 5C x 2.5 | 2XWY FRLSH | 0.6-1kV | CLM | SS | LOT1 | 5C x 2.5 CU | 65 | 020 | E1121 -LOT1-0.6-1kV-5C x 2.5-2XWY FRLSH-944.0-D020 | 0
20 | TR02A-LV-C02 | TR02A | 5C x 2.5-2XWY FRLSH-0.6-1kV-CLM-LOT1 | 1000 | 5C x 2.5 | 2XWY FRLSH | 0.6-1kV | CLM | SS | LOT1 | 5C x 2.5 CU | 85 | 005 | E1121 -LOT1-0.6-1kV-5C x 2.5-2XWY FRLSH-950.0-D005 | 0
22 | LVPCC001BUSA-LV-C04 | LVPCC001BUSA | 5C x 2.5-2XWY FRLSH-0.6-1kV-CLM-LOT1 | 1000 | 5C x 2.5 | 2XWY FRLSH | 0.6-1kV | CLM | SS | LOT1 | 5C x 2.5 CU | 65 | 005 | E1121 -LOT1-0.6-1kV-5C x 2.5-2XWY FRLSH-950.0-D005 | 0
23 | LVPCC002BUSA-LV-C05 | LVPCC002BUSA | 5C x 2.5-2XWY FRLSH-0.6-1kV-CLM-LOT1 | 1000 | 5C x 2.5 | 2XWY FRLSH | 0.6-1kV | CLM | SS | LOT1 | 5C x 2.5 CU | 65 | 005,005 | E1121 -LOT1-0.6-1kV-5C x 2.5-2XWY FRLSH-950.0-D005,E1121 -LOT1-0.6-1kV-5C x 2.5-2XWY FRLSH-950.0-D005 | 1
26 | TR03A-LV-C02 | TR03A | 5C x 2.5-2XWY FRLSH-0.6-1kV-CLM-LOT1 | 1000 | 5C x 2.5 | 2XWY FRLSH | 0.6-1kV | CLM | SS | LOT1 | 5C x 2.5 CU | 85 | 005 | E1121 -LOT1-0.6-1kV-5C x 2.5-2XWY FRLSH-950.0-D005 | 0
28 | LVPCC002BUSA-LV-C04 | LVPCC002BUSA | 5C x 2.5-2XWY FRLSH-0.6-1kV-CLM-LOT1 | 1000 | 5C x 2.5 | 2XWY FRLSH | 0.6-1kV | CLM | SS | LOT1 | 5C x 2.5 CU | 50 | 005 | E1121 -LOT1-0.6-1kV-5C x 2.5-2XWY FRLSH-950.0-D005 | 0
29 | LVPCC002BUSA-LV-C05 | LVPCC002BUSA | 5C x 2.5-2XWY FRLSH-0.6-1kV-CLM-LOT1 | 1000 | 5C x 2.5 | 2XWY FRLSH | 0.6-1kV | CLM | SS | LOT1 | 5C x 2.5 CU | 50 | 005,005 | E1121 -LOT1-0.6-1kV-5C x 2.5-2XWY FRLSH-950.0-D005,E1121 -LOT1-0.6-1kV-5C x 2.5-2XWY FRLSH-950.0-D005 | 1
32 | HVSWDB002BUSB-LV-C02 | HVSWDB002BUSB | 5C x 2.5-2XWY FRLSH-0.6-1kV-CLM-LOT1 | 1000 | 5C x 2.5 | 2XWY FRLSH | 0.6-1kV | CLM | SS | LOT1 | 5C x 2.5 CU | 65 | 019 | E1121 -LOT1-0.6-1kV-5C x 2.5-2XWY FRLSH-982.0-D019 | 0
33 | HVSWDB002BUSB-LV-C03 | HVSWDB002BUSB | 5C x 2.5-2XWY FRLSH-0.6-1kV-CLM-LOT1 | 1000 | 5C x 2.5 | 2XWY FRLSH | 0.6-1kV | CLM | SS | LOT1 | 5C x 2.5 CU | 65 | 008 | E1121 -LOT1-0.6-1kV-5C x 2.5-2XWY FRLSH-982.0-D008 | 0
35 | HVSWDB002BUSB-LV-C04 | HVSWDB002BUSB | 5C x 2.5-2XWY FRLSH-0.6-1kV-CLM-LOT1 | 1000 | 5C x 2.5 | 2XWY FRLSH | 0.6-1kV | CLM | SS | LOT1 | 5C x 2.5 CU | 65 | 007 | E1121 -LOT1-0.6-1kV-5C x 2.5-2XWY FRLSH-970.0-D007 | 0
39 | TR02B-LV-C02 | TR02B | 5C x 2.5-2XWY FRLSH-0.6-1kV-CLM-LOT1 | 1000 | 5C x 2.5 | 2XWY FRLSH | 0.6-1kV | CLM | SS | LOT1 | 5C x 2.5 CU | 85 | 005 | E1121 -LOT1-0.6-1kV-5C x 2.5-2XWY FRLSH-950.0-D005 | 0
41 | LVPCC001BUSB-LV-C04 | LVPCC001BUSB | 5C x 2.5-2XWY FRLSH-0.6-1kV-CLM-LOT1 | 1000 | 5C x 2.5 | 2XWY FRLSH | 0.6-1kV | CLM | SS | LOT1 | 5C x 2.5 CU | 65 | 005 | E1121 -LOT1-0.6-1kV-5C x 2.5-2XWY FRLSH-950.0-D005 | 0
42 | LVPCC001BUSB-LV-C05 | LVPCC001BUSB | 5C x 2.5-2XWY FRLSH-0.6-1kV-CLM-LOT1 | 1000 | 5C x 2.5 | 2XWY FRLSH | 0.6-1kV | CLM | SS | LOT1 | 5C x 2.5 CU | 65 | 005 | E1121 -LOT1-0.6-1kV-5C x 2.5-2XWY FRLSH-950.0-D005 | 0
45 | TR03B-LV-C02 | TR03B | 5C x 2.5-2XWY FRLSH-0.6-1kV-CLM-LOT1 | 1000 | 5C x 2.5 | 2XWY FRLSH | 0.6-1kV | CLM | SS | LOT1 | 5C x 2.5 CU | 85 | 004 | E1121 -LOT1-0.6-1kV-5C x 2.5-2XWY FRLSH-988.0-D004 | 0
47 | LVPCC002BUSB-LV-C04 | LVPCC002BUSB | 5C x 2.5-2XWY FRLSH-0.6-1kV-CLM-LOT1 | 1000 | 5C x 2.5 | 2XWY FRLSH | 0.6-1kV | CLM | SS | LOT1 | 5C x 2.5 CU | 50 | 003 | E1121 -LOT1-0.6-1kV-5C x 2.5-2XWY FRLSH-988.0-D003 | 0
48 | LVPCC002BUSB-LV-C05 | LVPCC002BUSB | 5C x 2.5-2XWY FRLSH-0.6-1kV-CLM-LOT1 | 1000 | 5C x 2.5 | 2XWY FRLSH | 0.6-1kV | CLM | SS | LOT1 | 5C x 2.5 CU | 50 | 001 | E1121 -LOT1-0.6-1kV-5C x 2.5-2XWY FRLSH-995.0-D001 | 0
59 | HVSWDB002A-LV-C01 | HVSWDB002A | 5C x 2.5-2XWY FRLSH-0.6-1kV-CLM-LOT1 | 1000 | 5C x 2.5 | 2XWY FRLSH | 0.6-1kV | CLM | SS | LOT1 | 5C x 2.5 CU | 85 | 032 | E1121 -LOT1-0.6-1kV-5C x 2.5-2XWY FRLSH-919.0-D032 | 0
70 | HVSWDB002B-LV-C01 | HVSWDB002B | 5C x 2.5-2XWY FRLSH-0.6-1kV-CLM-LOT1 | 1000 | 5C x 2.5 | 2XWY FRLSH | 0.6-1kV | CLM | SS | LOT1 | 5C x 2.5 CU | 85 | 027 | E1121 -LOT1-0.6-1kV-5C x 2.5-2XWY FRLSH-950.0-D027 | 0
77 | UCP-UNA1501A-LV-C01 | UCP-UNA1501A | 5C x 2.5-2XWY FRLSH-0.6-1kV-CLM-LOT1 | 1000 | 5C x 2.5 | 2XWY FRLSH | 0.6-1kV | CLM | Area-07 | LOT1 | 5C x 2.5 CU | 100 | 001 | E1121 -LOT1-0.6-1kV-5C x 2.5-2XWY FRLSH-995.0-D001 | 0
79 | LCS-UNA1501A-LV-C03 | LCS-UNA1501A | 5C x 2.5-2XWY FRLSH-0.6-1kV-CLM-LOT1 | 1000 | 5C x 2.5 | 2XWY FRLSH | 0.6-1kV | CLM | Area-07 | LOT1 | 5C x 2.5 CU | 255 | 007 | E1121 -LOT1-0.6-1kV-5C x 2.5-2XWY FRLSH-970.0-D007 | 0
90 | UCP-KM5002A-LV-C01 | UCP-KM5002A | 5C x 2.5-2XWY FRLSH-0.6-1kV-CLM-LOT1 | 1000 | 5C x 2.5 | 2XWY FRLSH | 0.6-1kV | CLM | Area-17 | LOT1 | 5C x 2.5 CU | 383 | 003 | E1121 -LOT1-0.6-1kV-5C x 2.5-2XWY FRLSH-988.0-D003 | 0
96 | UCP-KM5002C-LV-C01 | UCP-KM5002C | 5C x 2.5-2XWY FRLSH-0.6-1kV-CLM-LOT1 | 1000 | 5C x 2.5 | 2XWY FRLSH | 0.6-1kV | CLM | Area-17 | LOT1 | 5C x 2.5 CU | 383 | 002 | E1121 -LOT1-0.6-1kV-5C x 2.5-2XWY FRLSH-976.0-D002 | 0
131 | UCP-UNA1501B-LV-C01 | UCP-UNA1501B | 5C x 2.5-2XWY FRLSH-0.6-1kV-CLM-LOT1 | 1000 | 5C x 2.5 | 2XWY FRLSH | 0.6-1kV | CLM | Area-07 | LOT1 | 5C x 2.5 CU | 90 | 001 | E1121 -LOT1-0.6-1kV-5C x 2.5-2XWY FRLSH-995.0-D001 | 0
133 | LCS-UNA1501B-LV-C03 | LCS-UNA1501B | 5C x 2.5-2XWY FRLSH-0.6-1kV-CLM-LOT1 | 1000 | 5C x 2.5 | 2XWY FRLSH | 0.6-1kV | CLM | Area-07 | LOT1 | 5C x 2.5 CU | 268 | 007 | E1121 -LOT1-0.6-1kV-5C x 2.5-2XWY FRLSH-970.0-D007 | 0
139 | UCP-UNB1501A-LV-C01 | UCP-UNB1501A | 5C x 2.5-2XWY FRLSH-0.6-1kV-CLM-LOT1 | 1000 | 5C x 2.5 | 2XWY FRLSH | 0.6-1kV | CLM | Area-13 | LOT1 | 5C x 2.5 CU | 100 | 001 | E1121 -LOT1-0.6-1kV-5C x 2.5-2XWY FRLSH-995.0-D001 | 0
141 | LCS-UNB1501A-LV-C03 | LCS-UNB1501A | 5C x 2.5-2XWY FRLSH-0.6-1kV-CLM-LOT1 | 1000 | 5C x 2.5 | 2XWY FRLSH | 0.6-1kV | CLM | Area-13 | LOT1 | 5C x 2.5 CU | 323 | 006 | E1121 -LOT1-0.6-1kV-5C x 2.5-2XWY FRLSH-998.0-D006 | 0
147 | UCP-UNB1501B-LV-C01 | UCP-UNB1501B | 5C x 2.5-2XWY FRLSH-0.6-1kV-CLM-LOT1 | 1000 | 5C x 2.5 | 2XWY FRLSH | 0.6-1kV | CLM | Area-13 | LOT1 | 5C x 2.5 CU | 90 | 001 | E1121 -LOT1-0.6-1kV-5C x 2.5-2XWY FRLSH-995.0-D001 | 0
149 | LCS-UNB1501B-LV-C03 | LCS-UNB1501B | 5C x 2.5-2XWY FRLSH-0.6-1kV-CLM-LOT1 | 1000 | 5C x 2.5 | 2XWY FRLSH | 0.6-1kV | CLM | Area-13 | LOT1 | 5C x 2.5 CU | 340 | 006 | E1121 -LOT1-0.6-1kV-5C x 2.5-2XWY FRLSH-998.0-D006 | 0
160 | UCP-KM5002B-LV-C01 | UCP-KM5002B | 5C x 2.5-2XWY FRLSH-0.6-1kV-CLM-LOT1 | 1000 | 5C x 2.5 | 2XWY FRLSH | 0.6-1kV | CLM | Area-17 | LOT1 | 5C x 2.5 CU | 383 | 002 | E1121 -LOT1-0.6-1kV-5C x 2.5-2XWY FRLSH-976.0-D002 | 0
294 | LVAPFC001A-LV-C02 | LVAPFC001A | 5C x 2.5-2XWY FRLSH-0.6-1kV-CLM-LOT1 | 1000 | 5C x 2.5 | 2XWY FRLSH | 0.6-1kV | CLM | SS | LOT1 | 5C x 2.5 CU | 110 | 006 | E1121 -LOT1-0.6-1kV-5C x 2.5-2XWY FRLSH-998.0-D006 | 0
329 | LVAPFC001B-LV-C02 | LVAPFC001B | 5C x 2.5-2XWY FRLSH-0.6-1kV-CLM-LOT1 | 1000 | 5C x 2.5 | 2XWY FRLSH | 0.6-1kV | CLM | SS | LOT1 | 5C x 2.5 CU | 110 | 006 | E1121 -LOT1-0.6-1kV-5C x 2.5-2XWY FRLSH-998.0-D006 | 0
346 | LVAPFC003A-LV-C02 | LVAPFC003A | 5C x 2.5-2XWY FRLSH-0.6-1kV-CLM-LOT1 | 1000 | 5C x 2.5 | 2XWY FRLSH | 0.6-1kV | CLM | SS | LOT1 | 5C x 2.5 CU | 110 | 005 | E1121 -LOT1-0.6-1kV-5C x 2.5-2XWY FRLSH-950.0-D005 | 0
362 | LVAPFC003B-LV-C03 | LVAPFC003B | 5C x 2.5-2XWY FRLSH-0.6-1kV-CLM-LOT1 | 1000 | 5C x 2.5 | 2XWY FRLSH | 0.6-1kV | CLM | SS | LOT1 | 5C x 2.5 CU | 110 | 005 | E1121 -LOT1-0.6-1kV-5C x 2.5-2XWY FRLSH-950.0-D005 | 0
373 | LCS-PMA1301B-LV-C01 | LCS-PMA1301B | 5C x 2.5-2XWY FRLSH-0.6-1kV-CLM-LOT1 | 1000 | 5C x 2.5 | 2XWY FRLSH | 0.6-1kV | CLM | Area-06 | LOT1 | 5C x 2.5 CU | 300 | 033 | E1121 -LOT1-0.6-1kV-5C x 2.5-2XWY FRLSH-855.0-D033 | 0
375 | LCS-PMA1302B-LV-C01 | LCS-PMA1302B | 5C x 2.5-2XWY FRLSH-0.6-1kV-CLM-LOT1 | 1000 | 5C x 2.5 | 2XWY FRLSH | 0.6-1kV | CLM | Area-06 | LOT1 | 5C x 2.5 CU | 216 | 032 | E1121 -LOT1-0.6-1kV-5C x 2.5-2XWY FRLSH-919.0-D032 | 0
381 | LCS-PMA1501A-LV-C01 | LCS-PMA1501A | 5C x 2.5-2XWY FRLSH-0.6-1kV-CLM-LOT1 | 1000 | 5C x 2.5 | 2XWY FRLSH | 0.6-1kV | CLM | Area-07 | LOT1 | 5C x 2.5 CU | 263 | 031 | E1121 -LOT1-0.6-1kV-5C x 2.5-2XWY FRLSH-947.0-D031 | 0
384 | LCS-PMA1502B-LV-C02 | LCS-PMA1502B | 5C x 2.5-2XWY FRLSH-0.6-1kV-CLM-LOT1 | 1000 | 5C x 2.5 | 2XWY FRLSH | 0.6-1kV | CLM | Area-07 | LOT1 | 5C x 2.5 CU | 225 | 030 | E1121 -LOT1-0.6-1kV-5C x 2.5-2XWY FRLSH-982.0-D030 | 0
386 | LCS-PMA1801B-LV-C01 | LCS-PMA1801B | 5C x 2.5-2XWY FRLSH-0.6-1kV-CLM-LOT1 | 1000 | 5C x 2.5 | 2XWY FRLSH | 0.6-1kV | CLM | Area-08 | LOT1 | 5C x 2.5 CU | 163 | 030 | E1121 -LOT1-0.6-1kV-5C x 2.5-2XWY FRLSH-982.0-D030 | 0
388 | LCS-PMA1822A-LV-C01 | LCS-PMA1822A | 5C x 2.5-2XWY FRLSH-0.6-1kV-CLM-LOT1 | 1000 | 5C x 2.5 | 2XWY FRLSH | 0.6-1kV | CLM | Area-08 | LOT1 | 5C x 2.5 CU | 181 | 029 | E1121 -LOT1-0.6-1kV-5C x 2.5-2XWY FRLSH-964.0-D029 | 0
390 | LCS-PMA1824A-LV-C01 | LCS-PMA1824A | 5C x 2.5-2XWY FRLSH-0.6-1kV-CLM-LOT1 | 1000 | 5C x 2.5 | 2XWY FRLSH | 0.6-1kV | CLM | Area-08 | LOT1 | 5C x 2.5 CU | 181 | 028 | E1121 -LOT1-0.6-1kV-5C x 2.5-2XWY FRLSH-921.0-D028 | 0
392 | LCS-PMA1832A-LV-C01 | LCS-PMA1832A | 5C x 2.5-2XWY FRLSH-0.6-1kV-CLM-LOT1 | 1000 | 5C x 2.5 | 2XWY FRLSH | 0.6-1kV | CLM | Area-08 | LOT1 | 5C x 2.5 CU | 176 | 027 | E1121 -LOT1-0.6-1kV-5C x 2.5-2XWY FRLSH-950.0-D027 | 0
394 | LCS-PMA1833A-LV-C01 | LCS-PMA1833A | 5C x 2.5-2XWY FRLSH-0.6-1kV-CLM-LOT1 | 1000 | 5C x 2.5 | 2XWY FRLSH | 0.6-1kV | CLM | Area-08 | LOT1 | 5C x 2.5 CU | 169 | 027 | E1121 -LOT1-0.6-1kV-5C x 2.5-2XWY FRLSH-950.0-D027 | 0
396 | LCS-PMA1842A-LV-C01 | LCS-PMA1842A | 5C x 2.5-2XWY FRLSH-0.6-1kV-CLM-LOT1 | 1000 | 5C x 2.5 | 2XWY FRLSH | 0.6-1kV | CLM | Area-08 | LOT1 | 5C x 2.5 CU | 169 | 025 | E1121 -LOT1-0.6-1kV-5C x 2.5-2XWY FRLSH-950.0-D025 | 0
398 | LCS-PMA1851A-LV-C01 | LCS-PMA1851A | 5C x 2.5-2XWY FRLSH-0.6-1kV-CLM-LOT1 | 1000 | 5C x 2.5 | 2XWY FRLSH | 0.6-1kV | CLM | Area-08 | LOT1 | 5C x 2.5 CU | 190 | 016 | E1121 -LOT1-0.6-1kV-5C x 2.5-2XWY FRLSH-970.0-D016 | 0
403 | LCS-PMA2601A-LV-C01 | LCS-PMA2601A | 5C x 2.5-2XWY FRLSH-0.6-1kV-CLM-LOT1 | 1000 | 5C x 2.5 | 2XWY FRLSH | 0.6-1kV | CLM | Area-11 | LOT1 | 5C x 2.5 CU | 358 | 025 | E1121 -LOT1-0.6-1kV-5C x 2.5-2XWY FRLSH-950.0-D025 | 0
406 | LCS-PMA2603A-LV-C01 | LCS-PMA2603A | 5C x 2.5-2XWY FRLSH-0.6-1kV-CLM-LOT1 | 1000 | 5C x 2.5 | 2XWY FRLSH | 0.6-1kV | CLM | Area-11 | LOT1 | 5C x 2.5 CU | 360 | 023 | E1121 -LOT1-0.6-1kV-5C x 2.5-2XWY FRLSH-975.0-D023 | 0
408 | LCS-PMA35021-LV-C01 | LCS-PMA35021 | 5C x 2.5-2XWY FRLSH-0.6-1kV-CLM-LOT1 | 1000 | 5C x 2.5 | 2XWY FRLSH | 0.6-1kV | CLM | Area-09 | LOT1 | 5C x 2.5 CU | 233 | 018 | E1121 -LOT1-0.6-1kV-5C x 2.5-2XWY FRLSH-999.0-D018 | 0
410 | LCS-PMA35022-LV-C01 | LCS-PMA35022 | 5C x 2.5-2XWY FRLSH-0.6-1kV-CLM-LOT1 | 1000 | 5C x 2.5 | 2XWY FRLSH | 0.6-1kV | CLM | Area-09 | LOT1 | 5C x 2.5 CU | 233 | 014 | E1121 -LOT1-0.6-1kV-5C x 2.5-2XWY FRLSH-999.0-D014 | 0
415 | LCS-PMA501AA-LV-C03 | LCS-PMA501AA | 5C x 2.5-2XWY FRLSH-0.6-1kV-CLM-LOT1 | 1000 | 5C x 2.5 | 2XWY FRLSH | 0.6-1kV | CLM | Area-07 | LOT1 | 5C x 2.5 CU | 115 | 007 | E1121 -LOT1-0.6-1kV-5C x 2.5-2XWY FRLSH-970.0-D007 | 0
420 | LCS-PMA501BA-LV-C03 | LCS-PMA501BA | 5C x 2.5-2XWY FRLSH-0.6-1kV-CLM-LOT1 | 1000 | 5C x 2.5 | 2XWY FRLSH | 0.6-1kV | CLM | Area-07 | LOT1 | 5C x 2.5 CU | 115 | 006 | E1121 -LOT1-0.6-1kV-5C x 2.5-2XWY FRLSH-998.0-D006 | 0
424 | UCP-HHMA501A-LV-C03 | UCP-HHMA501A | 5C x 2.5-2XWY FRLSH-0.6-1kV-CLM-LOT1 | 1000 | 5C x 2.5 | 2XWY FRLSH | 0.6-1kV | CLM | Area-07 | LOT1 | 5C x 2.5 CU | 115 | 003 | E1121 -LOT1-0.6-1kV-5C x 2.5-2XWY FRLSH-988.0-D003 | 0
427 | UCP-FMA501AA-LV-C02 | UCP-FMA501AA | 5C x 2.5-2XWY FRLSH-0.6-1kV-CLM-LOT1 | 1000 | 5C x 2.5 | 2XWY FRLSH | 0.6-1kV | CLM | Area-07 | LOT1 | 5C x 2.5 CU | 115 | 005 | E1121 -LOT1-0.6-1kV-5C x 2.5-2XWY FRLSH-950.0-D005 | 0
430 | UCP-FMA501BA-LV-C02 | UCP-FMA501BA | 5C x 2.5-2XWY FRLSH-0.6-1kV-CLM-LOT1 | 1000 | 5C x 2.5 | 2XWY FRLSH | 0.6-1kV | CLM | Area-07 | LOT1 | 5C x 2.5 CU | 115 | 004 | E1121 -LOT1-0.6-1kV-5C x 2.5-2XWY FRLSH-988.0-D004 | 0
436 | LCS-PMA1301A-LV-C01 | LCS-PMA1301A | 5C x 2.5-2XWY FRLSH-0.6-1kV-CLM-LOT1 | 1000 | 5C x 2.5 | 2XWY FRLSH | 0.6-1kV | CLM | Area-06 | LOT1 | 5C x 2.5 CU | 205 | 033 | E1121 -LOT1-0.6-1kV-5C x 2.5-2XWY FRLSH-855.0-D033 | 0
438 | LCS-PMA1302A-LV-C01 | LCS-PMA1302A | 5C x 2.5-2XWY FRLSH-0.6-1kV-CLM-LOT1 | 1000 | 5C x 2.5 | 2XWY FRLSH | 0.6-1kV | CLM | Area-06 | LOT1 | 5C x 2.5 CU | 216 | 032 | E1121 -LOT1-0.6-1kV-5C x 2.5-2XWY FRLSH-919.0-D032 | 0
440 | LCS-PMA1305-LV-C01 | LCS-PMA1305 | 5C x 2.5-2XWY FRLSH-0.6-1kV-CLM-LOT1 | 1000 | 5C x 2.5 | 2XWY FRLSH | 0.6-1kV | CLM | Area-06 | LOT1 | 5C x 2.5 CU | 195 | 032 | E1121 -LOT1-0.6-1kV-5C x 2.5-2XWY FRLSH-919.0-D032 | 0
446 | LCS-PMA1501B-LV-C01 | LCS-PMA1501B | 5C x 2.5-2XWY FRLSH-0.6-1kV-CLM-LOT1 | 1000 | 5C x 2.5 | 2XWY FRLSH | 0.6-1kV | CLM | Area-07 | LOT1 | 5C x 2.5 CU | 276 | 031 | E1121 -LOT1-0.6-1kV-5C x 2.5-2XWY FRLSH-947.0-D031 | 0
449 | LCS-PMA1502A-LV-C02 | LCS-PMA1502A | 5C x 2.5-2XWY FRLSH-0.6-1kV-CLM-LOT1 | 1000 | 5C x 2.5 | 2XWY FRLSH | 0.6-1kV | CLM | Area-07 | LOT1 | 5C x 2.5 CU | 229 | 030 | E1121 -LOT1-0.6-1kV-5C x 2.5-2XWY FRLSH-982.0-D030 | 0
451 | LCS-PMA1801A-LV-C01 | LCS-PMA1801A | 5C x 2.5-2XWY FRLSH-0.6-1kV-CLM-LOT1 | 1000 | 5C x 2.5 | 2XWY FRLSH | 0.6-1kV | CLM | Area-08 | LOT1 | 5C x 2.5 CU | 163 | 030 | E1121 -LOT1-0.6-1kV-5C x 2.5-2XWY FRLSH-982.0-D030 | 0
453 | LCS-PMA1822B-LV-C01 | LCS-PMA1822B | 5C x 2.5-2XWY FRLSH-0.6-1kV-CLM-LOT1 | 1000 | 5C x 2.5 | 2XWY FRLSH | 0.6-1kV | CLM | Area-08 | LOT1 | 5C x 2.5 CU | 181 | 029 | E1121 -LOT1-0.6-1kV-5C x 2.5-2XWY FRLSH-964.0-D029 | 0
455 | LCS-PMA1824B-LV-C01 | LCS-PMA1824B | 5C x 2.5-2XWY FRLSH-0.6-1kV-CLM-LOT1 | 1000 | 5C x 2.5 | 2XWY FRLSH | 0.6-1kV | CLM | Area-08 | LOT1 | 5C x 2.5 CU | 181 | 028 | E1121 -LOT1-0.6-1kV-5C x 2.5-2XWY FRLSH-921.0-D028 | 0
457 | LCS-PMA1832B-LV-C01 | LCS-PMA1832B | 5C x 2.5-2XWY FRLSH-0.6-1kV-CLM-LOT1 | 1000 | 5C x 2.5 | 2XWY FRLSH | 0.6-1kV | CLM | Area-08 | LOT1 | 5C x 2.5 CU | 176 | 027 | E1121 -LOT1-0.6-1kV-5C x 2.5-2XWY FRLSH-950.0-D027 | 0
459 | LCS-PMA1833B-LV-C01 | LCS-PMA1833B | 5C x 2.5-2XWY FRLSH-0.6-1kV-CLM-LOT1 | 1000 | 5C x 2.5 | 2XWY FRLSH | 0.6-1kV | CLM | Area-08 | LOT1 | 5C x 2.5 CU | 169 | 027 | E1121 -LOT1-0.6-1kV-5C x 2.5-2XWY FRLSH-950.0-D027 | 0
461 | LCS-PMA1842B-LV-C01 | LCS-PMA1842B | 5C x 2.5-2XWY FRLSH-0.6-1kV-CLM-LOT1 | 1000 | 5C x 2.5 | 2XWY FRLSH | 0.6-1kV | CLM | Area-08 | LOT1 | 5C x 2.5 CU | 169 | 024 | E1121 -LOT1-0.6-1kV-5C x 2.5-2XWY FRLSH-942.0-D024 | 0
463 | LCS-PMA1844-LV-C01 | LCS-PMA1844 | 5C x 2.5-2XWY FRLSH-0.6-1kV-CLM-LOT1 | 1000 | 5C x 2.5 | 2XWY FRLSH | 0.6-1kV | CLM | Area-08 | LOT1 | 5C x 2.5 CU | 163 | 017 | E1121 -LOT1-0.6-1kV-5C x 2.5-2XWY FRLSH-956.0-D017 | 0
465 | LCS-PMA1851B-LV-C01 | LCS-PMA1851B | 5C x 2.5-2XWY FRLSH-0.6-1kV-CLM-LOT1 | 1000 | 5C x 2.5 | 2XWY FRLSH | 0.6-1kV | CLM | Area-08 | LOT1 | 5C x 2.5 CU | 190 | 015 | E1121 -LOT1-0.6-1kV-5C x 2.5-2XWY FRLSH-971.0-D015 | 0
470 | LCS-PMA2601B-LV-C01 | LCS-PMA2601B | 5C x 2.5-2XWY FRLSH-0.6-1kV-CLM-LOT1 | 1000 | 5C x 2.5 | 2XWY FRLSH | 0.6-1kV | CLM | Area-11 | LOT1 | 5C x 2.5 CU | 358 | 025 | E1121 -LOT1-0.6-1kV-5C x 2.5-2XWY FRLSH-950.0-D025 | 0
473 | LCS-PMA2603B-LV-C01 | LCS-PMA2603B | 5C x 2.5-2XWY FRLSH-0.6-1kV-CLM-LOT1 | 1000 | 5C x 2.5 | 2XWY FRLSH | 0.6-1kV | CLM | Area-11 | LOT1 | 5C x 2.5 CU | 360 | 023 | E1121 -LOT1-0.6-1kV-5C x 2.5-2XWY FRLSH-975.0-D023 | 0
478 | UCP-PMA501AB-LV-C03 | UCP-PMA501AB | 5C x 2.5-2XWY FRLSH-0.6-1kV-CLM-LOT1 | 1000 | 5C x 2.5 | 2XWY FRLSH | 0.6-1kV | CLM | Area-07 | LOT1 | 5C x 2.5 CU | 105 | 002 | E1121 -LOT1-0.6-1kV-5C x 2.5-2XWY FRLSH-976.0-D002 | 0
483 | UCP-PMA501BB-LV-C03 | UCP-PMA501BB | 5C x 2.5-2XWY FRLSH-0.6-1kV-CLM-LOT1 | 1000 | 5C x 2.5 | 2XWY FRLSH | 0.6-1kV | CLM | Area-07 | LOT1 | 5C x 2.5 CU | 105 | 001 | E1121 -LOT1-0.6-1kV-5C x 2.5-2XWY FRLSH-995.0-D001 | 0
487 | UCP-HHMA501B-LV-C03 | UCP-HHMA501B | 5C x 2.5-2XWY FRLSH-0.6-1kV-CLM-LOT1 | 1000 | 5C x 2.5 | 2XWY FRLSH | 0.6-1kV | CLM | Area-07 | LOT1 | 5C x 2.5 CU | 105 | 003 | E1121 -LOT1-0.6-1kV-5C x 2.5-2XWY FRLSH-988.0-D003 | 0
490 | UCP-FMA501AB-LV-C02 | UCP-FMA501AB | 5C x 2.5-2XWY FRLSH-0.6-1kV-CLM-LOT1 | 1000 | 5C x 2.5 | 2XWY FRLSH | 0.6-1kV | CLM | Area-07 | LOT1 | 5C x 2.5 CU | 105 | 004 | E1121 -LOT1-0.6-1kV-5C x 2.5-2XWY FRLSH-988.0-D004 | 0
493 | UCP-FMA501BB-LV-C02 | UCP-FMA501BB | 5C x 2.5-2XWY FRLSH-0.6-1kV-CLM-LOT1 | 1000 | 5C x 2.5 | 2XWY FRLSH | 0.6-1kV | CLM | Area-07 | LOT1 | 5C x 2.5 CU | 105 | 004 | E1121 -LOT1-0.6-1kV-5C x 2.5-2XWY FRLSH-988.0-D004 | 0
499 | LCS-PMB1301B-LV-C01 | LCS-PMB1301B | 5C x 2.5-2XWY FRLSH-0.6-1kV-CLM-LOT1 | 1000 | 5C x 2.5 | 2XWY FRLSH | 0.6-1kV | CLM | Area-12 | LOT1 | 5C x 2.5 CU | 255 | 022 | E1121 -LOT1-0.6-1kV-5C x 2.5-2XWY FRLSH-958.0-D022 | 0
501 | LCS-PMB1302B-LV-C01 | LCS-PMB1302B | 5C x 2.5-2XWY FRLSH-0.6-1kV-CLM-LOT1 | 1000 | 5C x 2.5 | 2XWY FRLSH | 0.6-1kV | CLM | Area-12 | LOT1 | 5C x 2.5 CU | 267 | 022 | E1121 -LOT1-0.6-1kV-5C x 2.5-2XWY FRLSH-958.0-D022 | 0
503 | LCS-PMB1305-LV-C01 | LCS-PMB1305 | 5C x 2.5-2XWY FRLSH-0.6-1kV-CLM-LOT1 | 1000 | 5C x 2.5 | 2XWY FRLSH | 0.6-1kV | CLM | Area-12 | LOT1 | 5C x 2.5 CU | 244 | 021 | E1121 -LOT1-0.6-1kV-5C x 2.5-2XWY FRLSH-972.0-D021 | 0
509 | LCS-PMB1501A-LV-C01 | LCS-PMB1501A | 5C x 2.5-2XWY FRLSH-0.6-1kV-CLM-LOT1 | 1000 | 5C x 2.5 | 2XWY FRLSH | 0.6-1kV | CLM | Area-13 | LOT1 | 5C x 2.5 CU | 314 | 020 | E1121 -LOT1-0.6-1kV-5C x 2.5-2XWY FRLSH-944.0-D020 | 0
512 | LCS-PMB1502A-LV-C02 | LCS-PMB1502A | 5C x 2.5-2XWY FRLSH-0.6-1kV-CLM-LOT1 | 1000 | 5C x 2.5 | 2XWY FRLSH | 0.6-1kV | CLM | Area-13 | LOT1 | 5C x 2.5 CU | 313 | 019 | E1121 -LOT1-0.6-1kV-5C x 2.5-2XWY FRLSH-982.0-D019 | 0
514 | LCS-PMB1801B-LV-C01 | LCS-PMB1801B | 5C x 2.5-2XWY FRLSH-0.6-1kV-CLM-LOT1 | 1000 | 5C x 2.5 | 2XWY FRLSH | 0.6-1kV | CLM | Area-14 | LOT1 | 5C x 2.5 CU | 246 | 018 | E1121 -LOT1-0.6-1kV-5C x 2.5-2XWY FRLSH-999.0-D018 | 0
516 | LCS-PMB1822A-LV-C01 | LCS-PMB1822A | 5C x 2.5-2XWY FRLSH-0.6-1kV-CLM-LOT1 | 1000 | 5C x 2.5 | 2XWY FRLSH | 0.6-1kV | CLM | Area-14 | LOT1 | 5C x 2.5 CU | 269 | 017 | E1121 -LOT1-0.6-1kV-5C x 2.5-2XWY FRLSH-956.0-D017 | 0
518 | LCS-PMB1824B-LV-C01 | LCS-PMB1824B | 5C x 2.5-2XWY FRLSH-0.6-1kV-CLM-LOT1 | 1000 | 5C x 2.5 | 2XWY FRLSH | 0.6-1kV | CLM | Area-14 | LOT1 | 5C x 2.5 CU | 264 | 015 | E1121 -LOT1-0.6-1kV-5C x 2.5-2XWY FRLSH-971.0-D015 | 0
520 | LCS-PMB1832A-LV-C01 | LCS-PMB1832A | 5C x 2.5-2XWY FRLSH-0.6-1kV-CLM-LOT1 | 1000 | 5C x 2.5 | 2XWY FRLSH | 0.6-1kV | CLM | Area-14 | LOT1 | 5C x 2.5 CU | 258 | 015 | E1121 -LOT1-0.6-1kV-5C x 2.5-2XWY FRLSH-971.0-D015 | 0
522 | LCS-PMB1833A-LV-C01 | LCS-PMB1833A | 5C x 2.5-2XWY FRLSH-0.6-1kV-CLM-LOT1 | 1000 | 5C x 2.5 | 2XWY FRLSH | 0.6-1kV | CLM | Area-14 | LOT1 | 5C x 2.5 CU | 254 | 014 | E1121 -LOT1-0.6-1kV-5C x 2.5-2XWY FRLSH-999.0-D014 | 0
524 | LCS-PMB1842B-LV-C01 | LCS-PMB1842B | 5C x 2.5-2XWY FRLSH-0.6-1kV-CLM-LOT1 | 1000 | 5C x 2.5 | 2XWY FRLSH | 0.6-1kV | CLM | Area-14 | LOT1 | 5C x 2.5 CU | 248 | 013 | E1121 -LOT1-0.6-1kV-5C x 2.5-2XWY FRLSH-991.0-D013 | 0
526 | LCS-PMB1851A-LV-C01 | LCS-PMB1851A | 5C x 2.5-2XWY FRLSH-0.6-1kV-CLM-LOT1 | 1000 | 5C x 2.5 | 2XWY FRLSH | 0.6-1kV | CLM | Area-14 | LOT1 | 5C x 2.5 CU | 274 | 012 | E1121 -LOT1-0.6-1kV-5C x 2.5-2XWY FRLSH-937.0-D012 | 0
531 | LCS-PMB2601A-LV-C01 | LCS-PMB2601A | 5C x 2.5-2XWY FRLSH-0.6-1kV-CLM-LOT1 | 1000 | 5C x 2.5 | 2XWY FRLSH | 0.6-1kV | CLM | Area-11 | LOT1 | 5C x 2.5 CU | 371 | 011 | E1121 -LOT1-0.6-1kV-5C x 2.5-2XWY FRLSH-999.0-D011 | 0
534 | LCS-PMB2603B-LV-C01 | LCS-PMB2603B | 5C x 2.5-2XWY FRLSH-0.6-1kV-CLM-LOT1 | 1000 | 5C x 2.5 | 2XWY FRLSH | 0.6-1kV | CLM | Area-11 | LOT1 | 5C x 2.5 CU | 376 | 008 | E1121 -LOT1-0.6-1kV-5C x 2.5-2XWY FRLSH-982.0-D008 | 0
536 | LCS-PMB35021-LV-C01 | LCS-PMB35021 | 5C x 2.5-2XWY FRLSH-0.6-1kV-CLM-LOT1 | 1000 | 5C x 2.5 | 2XWY FRLSH | 0.6-1kV | CLM | Area-09 | LOT1 | 5C x 2.5 CU | 267 | 008 | E1121 -LOT1-0.6-1kV-5C x 2.5-2XWY FRLSH-982.0-D008 | 0
541 | UCP-PMB501AB-LV-C03 | UCP-PMB501AB | 5C x 2.5-2XWY FRLSH-0.6-1kV-CLM-LOT1 | 1000 | 5C x 2.5 | 2XWY FRLSH | 0.6-1kV | CLM | Area-13 | LOT1 | 5C x 2.5 CU | 115 | 001 | E1121 -LOT1-0.6-1kV-5C x 2.5-2XWY FRLSH-995.0-D001 | 0
546 | UCP-PMB501BB-LV-C03 | UCP-PMB501BB | 5C x 2.5-2XWY FRLSH-0.6-1kV-CLM-LOT1 | 1000 | 5C x 2.5 | 2XWY FRLSH | 0.6-1kV | CLM | Area-13 | LOT1 | 5C x 2.5 CU | 115 | 001 | E1121 -LOT1-0.6-1kV-5C x 2.5-2XWY FRLSH-995.0-D001 | 0
551 | UCP-HHMB501A-LV-C02 | UCP-HHMB501A | 5C x 2.5-2XWY FRLSH-0.6-1kV-CLM-LOT1 | 1000 | 5C x 2.5 | 2XWY FRLSH | 0.6-1kV | CLM | Area-13 | LOT1 | 5C x 2.5 CU | 115 | 003 | E1121 -LOT1-0.6-1kV-5C x 2.5-2XWY FRLSH-988.0-D003 | 0
554 | UCP-FMB501AB-LV-C02 | UCP-FMB501AB | 5C x 2.5-2XWY FRLSH-0.6-1kV-CLM-LOT1 | 1000 | 5C x 2.5 | 2XWY FRLSH | 0.6-1kV | CLM | Area-13 | LOT1 | 5C x 2.5 CU | 115 | 004 | E1121 -LOT1-0.6-1kV-5C x 2.5-2XWY FRLSH-988.0-D004 | 0
557 | UCP-FMB501BB-LV-C02 | UCP-FMB501BB | 5C x 2.5-2XWY FRLSH-0.6-1kV-CLM-LOT1 | 1000 | 5C x 2.5 | 2XWY FRLSH | 0.6-1kV | CLM | Area-13 | LOT1 | 5C x 2.5 CU | 115 | 003 | E1121 -LOT1-0.6-1kV-5C x 2.5-2XWY FRLSH-988.0-D003 | 0
563 | LCS-PMB1301A-LV-C01 | LCS-PMB1301A | 5C x 2.5-2XWY FRLSH-0.6-1kV-CLM-LOT1 | 1000 | 5C x 2.5 | 2XWY FRLSH | 0.6-1kV | CLM | Area-12 | LOT1 | 5C x 2.5 CU | 255 | 023 | E1121 -LOT1-0.6-1kV-5C x 2.5-2XWY FRLSH-975.0-D023 | 0
565 | LCS-PMB1302A-LV-C01 | LCS-PMB1302A | 5C x 2.5-2XWY FRLSH-0.6-1kV-CLM-LOT1 | 1000 | 5C x 2.5 | 2XWY FRLSH | 0.6-1kV | CLM | Area-12 | LOT1 | 5C x 2.5 CU | 267 | 022 | E1121 -LOT1-0.6-1kV-5C x 2.5-2XWY FRLSH-958.0-D022 | 0
571 | LCS-PMB1501B-LV-C01 | LCS-PMB1501B | 5C x 2.5-2XWY FRLSH-0.6-1kV-CLM-LOT1 | 1000 | 5C x 2.5 | 2XWY FRLSH | 0.6-1kV | CLM | Area-13 | LOT1 | 5C x 2.5 CU | 327 | 019 | E1121 -LOT1-0.6-1kV-5C x 2.5-2XWY FRLSH-982.0-D019 | 0
574 | LCS-PMB1502B-LV-C02 | LCS-PMB1502B | 5C x 2.5-2XWY FRLSH-0.6-1kV-CLM-LOT1 | 1000 | 5C x 2.5 | 2XWY FRLSH | 0.6-1kV | CLM | Area-13 | LOT1 | 5C x 2.5 CU | 277 | 019 | E1121 -LOT1-0.6-1kV-5C x 2.5-2XWY FRLSH-982.0-D019 | 0
576 | LCS-PMB1801A-LV-C01 | LCS-PMB1801A | 5C x 2.5-2XWY FRLSH-0.6-1kV-CLM-LOT1 | 1000 | 5C x 2.5 | 2XWY FRLSH | 0.6-1kV | CLM | Area-14 | LOT1 | 5C x 2.5 CU | 246 | 018 | E1121 -LOT1-0.6-1kV-5C x 2.5-2XWY FRLSH-999.0-D018 | 0
578 | LCS-PMB1822B-LV-C01 | LCS-PMB1822B | 5C x 2.5-2XWY FRLSH-0.6-1kV-CLM-LOT1 | 1000 | 5C x 2.5 | 2XWY FRLSH | 0.6-1kV | CLM | Area-14 | LOT1 | 5C x 2.5 CU | 269 | 017 | E1121 -LOT1-0.6-1kV-5C x 2.5-2XWY FRLSH-956.0-D017 | 0
580 | LCS-PMB1824A-LV-C01 | LCS-PMB1824A | 5C x 2.5-2XWY FRLSH-0.6-1kV-CLM-LOT1 | 1000 | 5C x 2.5 | 2XWY FRLSH | 0.6-1kV | CLM | Area-14 | LOT1 | 5C x 2.5 CU | 264 | 016 | E1121 -LOT1-0.6-1kV-5C x 2.5-2XWY FRLSH-970.0-D016 | 0
582 | LCS-PMB1832B-LV-C01 | LCS-PMB1832B | 5C x 2.5-2XWY FRLSH-0.6-1kV-CLM-LOT1 | 1000 | 5C x 2.5 | 2XWY FRLSH | 0.6-1kV | CLM | Area-14 | LOT1 | 5C x 2.5 CU | 258 | 014 | E1121 -LOT1-0.6-1kV-5C x 2.5-2XWY FRLSH-999.0-D014 | 0
584 | LCS-PMB1833B-LV-C01 | LCS-PMB1833B | 5C x 2.5-2XWY FRLSH-0.6-1kV-CLM-LOT1 | 1000 | 5C x 2.5 | 2XWY FRLSH | 0.6-1kV | CLM | Area-14 | LOT1 | 5C x 2.5 CU | 254 | 014 | E1121 -LOT1-0.6-1kV-5C x 2.5-2XWY FRLSH-999.0-D014 | 0
586 | LCS-PMB1842A-LV-C01 | LCS-PMB1842A | 5C x 2.5-2XWY FRLSH-0.6-1kV-CLM-LOT1 | 1000 | 5C x 2.5 | 2XWY FRLSH | 0.6-1kV | CLM | Area-14 | LOT1 | 5C x 2.5 CU | 248 | 013 | E1121 -LOT1-0.6-1kV-5C x 2.5-2XWY FRLSH-991.0-D013 | 0
588 | LCS-PMB1844-LV-C01 | LCS-PMB1844 | 5C x 2.5-2XWY FRLSH-0.6-1kV-CLM-LOT1 | 1000 | 5C x 2.5 | 2XWY FRLSH | 0.6-1kV | CLM | Area-14 | LOT1 | 5C x 2.5 CU | 246 | 010 | E1121 -LOT1-0.6-1kV-5C x 2.5-2XWY FRLSH-983.0-D010 | 0
590 | LCS-PMB1851B-LV-C01 | LCS-PMB1851B | 5C x 2.5-2XWY FRLSH-0.6-1kV-CLM-LOT1 | 1000 | 5C x 2.5 | 2XWY FRLSH | 0.6-1kV | CLM | Area-14 | LOT1 | 5C x 2.5 CU | 274 | 008 | E1121 -LOT1-0.6-1kV-5C x 2.5-2XWY FRLSH-982.0-D008 | 0
595 | LCS-PMB2601B-LV-C01 | LCS-PMB2601B | 5C x 2.5-2XWY FRLSH-0.6-1kV-CLM-LOT1 | 1000 | 5C x 2.5 | 2XWY FRLSH | 0.6-1kV | CLM | Area-11 | LOT1 | 5C x 2.5 CU | 371 | 010 | E1121 -LOT1-0.6-1kV-5C x 2.5-2XWY FRLSH-983.0-D010 | 0
598 | LCS-PMB2603A-LV-C01 | LCS-PMB2603A | 5C x 2.5-2XWY FRLSH-0.6-1kV-CLM-LOT1 | 1000 | 5C x 2.5 | 2XWY FRLSH | 0.6-1kV | CLM | Area-11 | LOT1 | 5C x 2.5 CU | 376 | 009 | E1121 -LOT1-0.6-1kV-5C x 2.5-2XWY FRLSH-994.0-D009 | 0
600 | LCS-PMB35022-LV-C01 | LCS-PMB35022 | 5C x 2.5-2XWY FRLSH-0.6-1kV-CLM-LOT1 | 1000 | 5C x 2.5 | 2XWY FRLSH | 0.6-1kV | CLM | Area-09 | LOT1 | 5C x 2.5 CU | 267 | 007 | E1121 -LOT1-0.6-1kV-5C x 2.5-2XWY FRLSH-970.0-D007 | 0
605 | UCP-PMB501AA-LV-C03 | UCP-PMB501AA | 5C x 2.5-2XWY FRLSH-0.6-1kV-CLM-LOT1 | 1000 | 5C x 2.5 | 2XWY FRLSH | 0.6-1kV | CLM | Area-13 | LOT1 | 5C x 2.5 CU | 115 | 001 | E1121 -LOT1-0.6-1kV-5C x 2.5-2XWY FRLSH-995.0-D001 | 0
610 | UCP-PMB501BA-LV-C03 | UCP-PMB501BA | 5C x 2.5-2XWY FRLSH-0.6-1kV-CLM-LOT1 | 1000 | 5C x 2.5 | 2XWY FRLSH | 0.6-1kV | CLM | Area-13 | LOT1 | 5C x 2.5 CU | 115 | 001 | E1121 -LOT1-0.6-1kV-5C x 2.5-2XWY FRLSH-995.0-D001 | 0
615 | UCP-HHMB501B-LV-C02 | UCP-HHMB501B | 5C x 2.5-2XWY FRLSH-0.6-1kV-CLM-LOT1 | 1000 | 5C x 2.5 | 2XWY FRLSH | 0.6-1kV | CLM | Area-13 | LOT1 | 5C x 2.5 CU | 105 | 002 | E1121 -LOT1-0.6-1kV-5C x 2.5-2XWY FRLSH-976.0-D002 | 0
618 | UCP-FMB501AA-LV-C02 | UCP-FMB501AA | 5C x 2.5-2XWY FRLSH-0.6-1kV-CLM-LOT1 | 1000 | 5C x 2.5 | 2XWY FRLSH | 0.6-1kV | CLM | Area-13 | LOT1 | 5C x 2.5 CU | 105 | 004 | E1121 -LOT1-0.6-1kV-5C x 2.5-2XWY FRLSH-988.0-D004 | 0
621 | UCP-FMB501BA-LV-C02 | UCP-FMB501BA | 5C x 2.5-2XWY FRLSH-0.6-1kV-CLM-LOT1 | 1000 | 5C x 2.5 | 2XWY FRLSH | 0.6-1kV | CLM | Area-13 | LOT1 | 5C x 2.5 CU | 105 | 003 | E1121 -LOT1-0.6-1kV-5C x 2.5-2XWY FRLSH-988.0-D003 | 0
628 | LCS-PM1201A-LV-C01 | LCS-PM1201A | 5C x 2.5-2XWY FRLSH-0.6-1kV-CLM-LOT1 | 1000 | 5C x 2.5 | 2XWY FRLSH | 0.6-1kV | CLM | Area-08 | LOT1 | 5C x 2.5 CU | 201 | 060 | E1121 -LOT1-0.6-1kV-5C x 2.5-2XWY FRLSH-894.0-D060 | 0
630 | LCS-PM1202A-LV-C01 | LCS-PM1202A | 5C x 2.5-2XWY FRLSH-0.6-1kV-CLM-LOT1 | 1000 | 5C x 2.5 | 2XWY FRLSH | 0.6-1kV | CLM | Area-08 | LOT1 | 5C x 2.5 CU | 213 | 053 | E1121 -LOT1-0.6-1kV-5C x 2.5-2XWY FRLSH-997.0-D053 | 0
632 | LCS-PM1211A-LV-C01 | LCS-PM1211A | 5C x 2.5-2XWY FRLSH-0.6-1kV-CLM-LOT1 | 1000 | 5C x 2.5 | 2XWY FRLSH | 0.6-1kV | CLM | Area-08 | LOT1 | 5C x 2.5 CU | 205 | 043 | E1121 -LOT1-0.6-1kV-5C x 2.5-2XWY FRLSH-990.0-D043 | 0
634 | LCS-BL1301B-LV-C01 | LCS-BL1301B | 5C x 2.5-2XWY FRLSH-0.6-1kV-CLM-LOT1 | 1000 | 5C x 2.5 | 2XWY FRLSH | 0.6-1kV | CLM | Area-18 | LOT1 | 5C x 2.5 CU | 337 | 062 | E1121 -LOT1-0.6-1kV-5C x 2.5-2XWY FRLSH-682.0-D062 | 0
636 | LCS-PM1303A-LV-C01 | LCS-PM1303A | 5C x 2.5-2XWY FRLSH-0.6-1kV-CLM-LOT1 | 1000 | 5C x 2.5 | 2XWY FRLSH | 0.6-1kV | CLM | Area-18 | LOT1 | 5C x 2.5 CU | 345 | 062 | E1121 -LOT1-0.6-1kV-5C x 2.5-2XWY FRLSH-682.0-D062 | 0
639 | LCS-PM1304A-LV-C01 | LCS-PM1304A | 5C x 2.5-2XWY FRLSH-0.6-1kV-CLM-LOT1 | 1000 | 5C x 2.5 | 2XWY FRLSH | 0.6-1kV | CLM | Area-18 | LOT1 | 5C x 2.5 CU | 342 | 061 | E1121 -LOT1-0.6-1kV-5C x 2.5-2XWY FRLSH-687.0-D061 | 0
641 | LCS-PM1601A-LV-C01 | LCS-PM1601A | 5C x 2.5-2XWY FRLSH-0.6-1kV-CLM-LOT1 | 1000 | 5C x 2.5 | 2XWY FRLSH | 0.6-1kV | CLM | Area-05 | LOT1 | 5C x 2.5 CU | 351 | 060 | E1121 -LOT1-0.6-1kV-5C x 2.5-2XWY FRLSH-894.0-D060 | 0
644 | LCS-PM1701B-LV-C01 | LCS-PM1701B | 5C x 2.5-2XWY FRLSH-0.6-1kV-CLM-LOT1 | 1000 | 5C x 2.5 | 2XWY FRLSH | 0.6-1kV | CLM | Area-14 | LOT1 | 5C x 2.5 CU | 298 | 059 | E1121 -LOT1-0.6-1kV-5C x 2.5-2XWY FRLSH-947.0-D059 | 0
649 | LCS-PM1703B-LV-C01 | LCS-PM1703B | 5C x 2.5-2XWY FRLSH-0.6-1kV-CLM-LOT1 | 1000 | 5C x 2.5 | 2XWY FRLSH | 0.6-1kV | CLM | Area-14 | LOT1 | 5C x 2.5 CU | 311 | 058 | E1121 -LOT1-0.6-1kV-5C x 2.5-2XWY FRLSH-909.0-D058 | 0
651 | LCS-PM1704B-LV-C01 | LCS-PM1704B | 5C x 2.5-2XWY FRLSH-0.6-1kV-CLM-LOT1 | 1000 | 5C x 2.5 | 2XWY FRLSH | 0.6-1kV | CLM | Area-14 | LOT1 | 5C x 2.5 CU | 287 | 057 | E1121 -LOT1-0.6-1kV-5C x 2.5-2XWY FRLSH-905.0-D057 | 0
653 | LCS-PM1705B-LV-C01 | LCS-PM1705B | 5C x 2.5-2XWY FRLSH-0.6-1kV-CLM-LOT1 | 1000 | 5C x 2.5 | 2XWY FRLSH | 0.6-1kV | CLM | Area-14 | LOT1 | 5C x 2.5 CU | 309 | 057 | E1121 -LOT1-0.6-1kV-5C x 2.5-2XWY FRLSH-905.0-D057 | 0
655 | LCS-PM1901B-LV-C01 | LCS-PM1901B | 5C x 2.5-2XWY FRLSH-0.6-1kV-CLM-LOT1 | 1000 | 5C x 2.5 | 2XWY FRLSH | 0.6-1kV | CLM | Area-14 | LOT1 | 5C x 2.5 CU | 302 | 055 | E1121 -LOT1-0.6-1kV-5C x 2.5-2XWY FRLSH-896.0-D055 | 0
658 | LCS-PM1902A-LV-C01 | LCS-PM1902A | 5C x 2.5-2XWY FRLSH-0.6-1kV-CLM-LOT1 | 1000 | 5C x 2.5 | 2XWY FRLSH | 0.6-1kV | CLM | Area-14 | LOT1 | 5C x 2.5 CU | 297 | 055 | E1121 -LOT1-0.6-1kV-5C x 2.5-2XWY FRLSH-896.0-D055 | 0
663 | LCS-PM2103A-LV-C01 | LCS-PM2103A | 5C x 2.5-2XWY FRLSH-0.6-1kV-CLM-LOT1 | 1000 | 5C x 2.5 | 2XWY FRLSH | 0.6-1kV | CLM | Area-10 | LOT1 | 5C x 2.5 CU | 379 | 054 | E1121 -LOT1-0.6-1kV-5C x 2.5-2XWY FRLSH-956.0-D054 | 0
666 | LCS-PM2252-LV-C01 | LCS-PM2252 | 5C x 2.5-2XWY FRLSH-0.6-1kV-CLM-LOT1 | 1000 | 5C x 2.5 | 2XWY FRLSH | 0.6-1kV | CLM | Area-11 | LOT1 | 5C x 2.5 CU | 352 | 052 | E1121 -LOT1-0.6-1kV-5C x 2.5-2XWY FRLSH-960.0-D052 | 0
668 | LCS-PM2351A-LV-C01 | LCS-PM2351A | 5C x 2.5-2XWY FRLSH-0.6-1kV-CLM-LOT1 | 1000 | 5C x 2.5 | 2XWY FRLSH | 0.6-1kV | CLM | Area-11 | LOT1 | 5C x 2.5 CU | 344 | 052 | E1121 -LOT1-0.6-1kV-5C x 2.5-2XWY FRLSH-960.0-D052 | 0
670 | LCS-PM2404A-LV-C01 | LCS-PM2404A | 5C x 2.5-2XWY FRLSH-0.6-1kV-CLM-LOT1 | 1000 | 5C x 2.5 | 2XWY FRLSH | 0.6-1kV | CLM | Area-05 | LOT1 | 5C x 2.5 CU | 271 | 047 | E1121 -LOT1-0.6-1kV-5C x 2.5-2XWY FRLSH-989.0-D047 | 0
672 | LCS-PM2405B-LV-C01 | LCS-PM2405B | 5C x 2.5-2XWY FRLSH-0.6-1kV-CLM-LOT1 | 1000 | 5C x 2.5 | 2XWY FRLSH | 0.6-1kV | CLM | Area-05 | LOT1 | 5C x 2.5 CU | 262 | 036 | E1121 -LOT1-0.6-1kV-5C x 2.5-2XWY FRLSH-980.0-D036 | 0
674 | LCS-PM2502A-LV-C01 | LCS-PM2502A | 5C x 2.5-2XWY FRLSH-0.6-1kV-CLM-LOT1 | 1000 | 5C x 2.5 | 2XWY FRLSH | 0.6-1kV | CLM | Area-05 | LOT1 | 5C x 2.5 CU | 345 | 048 | E1121 -LOT1-0.6-1kV-5C x 2.5-2XWY FRLSH-998.0-D048 | 0
676 | LCS-PM30011-LV-C01 | LCS-PM30011 | 5C x 2.5-2XWY FRLSH-0.6-1kV-CLM-LOT1 | 1000 | 5C x 2.5 | 2XWY FRLSH | 0.6-1kV | CLM | Area-04 | LOT1 | 5C x 2.5 CU | 368 | 046 | E1121 -LOT1-0.6-1kV-5C x 2.5-2XWY FRLSH-971.0-D046 | 0
678 | LCS-PM30021-LV-C01 | LCS-PM30021 | 5C x 2.5-2XWY FRLSH-0.6-1kV-CLM-LOT1 | 1000 | 5C x 2.5 | 2XWY FRLSH | 0.6-1kV | CLM | Area-09 | LOT1 | 5C x 2.5 CU | 340 | 045 | E1121 -LOT1-0.6-1kV-5C x 2.5-2XWY FRLSH-976.0-D045 | 0
680 | LCS-PM30022-LV-C01 | LCS-PM30022 | 5C x 2.5-2XWY FRLSH-0.6-1kV-CLM-LOT1 | 1000 | 5C x 2.5 | 2XWY FRLSH | 0.6-1kV | CLM | Area-09 | LOT1 | 5C x 2.5 CU | 353 | 044 | E1121 -LOT1-0.6-1kV-5C x 2.5-2XWY FRLSH-982.0-D044 | 0
682 | LCS-PM30031-LV-C01 | LCS-PM30031 | 5C x 2.5-2XWY FRLSH-0.6-1kV-CLM-LOT1 | 1000 | 5C x 2.5 | 2XWY FRLSH | 0.6-1kV | CLM | Area-15 | LOT1 | 5C x 2.5 CU | 386 | 043 | E1121 -LOT1-0.6-1kV-5C x 2.5-2XWY FRLSH-990.0-D043 | 0
684 | LCS-PM30041-LV-C01 | LCS-PM30041 | 5C x 2.5-2XWY FRLSH-0.6-1kV-CLM-LOT1 | 1000 | 5C x 2.5 | 2XWY FRLSH | 0.6-1kV | CLM | Area-15 | LOT1 | 5C x 2.5 CU | 408 | 042 | E1121 -LOT1-0.6-1kV-5C x 2.5-2XWY FRLSH-824.0-D042 | 0
686 | LCS-PM3005A-LV-C01 | LCS-PM3005A | 5C x 2.5-2XWY FRLSH-0.6-1kV-CLM-LOT1 | 1000 | 5C x 2.5 | 2XWY FRLSH | 0.6-1kV | CLM | Area-18 | LOT1 | 5C x 2.5 CU | 374 | 041 | E1121 -LOT1-0.6-1kV-5C x 2.5-2XWY FRLSH-953.0-D041 | 0
688 | LCS-PM3008A-LV-C01 | LCS-PM3008A | 5C x 2.5-2XWY FRLSH-0.6-1kV-CLM-LOT1 | 1000 | 5C x 2.5 | 2XWY FRLSH | 0.6-1kV | CLM | Area-17 | LOT1 | 5C x 2.5 CU | 329 | 039 | E1121 -LOT1-0.6-1kV-5C x 2.5-2XWY FRLSH-997.0-D039 | 0
690 | LCS-PM3009A-LV-C01 | LCS-PM3009A | 5C x 2.5-2XWY FRLSH-0.6-1kV-CLM-LOT1 | 1000 | 5C x 2.5 | 2XWY FRLSH | 0.6-1kV | CLM | Area-17 | LOT1 | 5C x 2.5 CU | 328 | 038 | E1121 -LOT1-0.6-1kV-5C x 2.5-2XWY FRLSH-985.0-D038 | 0
692 | LCS-PM3010A-LV-C01 | LCS-PM3010A | 5C x 2.5-2XWY FRLSH-0.6-1kV-CLM-LOT1 | 1000 | 5C x 2.5 | 2XWY FRLSH | 0.6-1kV | CLM | Area-17 | LOT1 | 5C x 2.5 CU | 328 | 037 | E1121 -LOT1-0.6-1kV-5C x 2.5-2XWY FRLSH-972.0-D037 | 0
696 | LCS-PM3013-LV-C01 | LCS-PM3013 | 5C x 2.5-2XWY FRLSH-0.6-1kV-CLM-LOT1 | 1000 | 5C x 2.5 | 2XWY FRLSH | 0.6-1kV | CLM | Area-17 | LOT1 | 5C x 2.5 CU | 316 | 037 | E1121 -LOT1-0.6-1kV-5C x 2.5-2XWY FRLSH-972.0-D037 | 0
698 | LCS-PM35031-LV-C01 | LCS-PM35031 | 5C x 2.5-2XWY FRLSH-0.6-1kV-CLM-LOT1 | 1000 | 5C x 2.5 | 2XWY FRLSH | 0.6-1kV | CLM | Area-15 | LOT1 | 5C x 2.5 CU | 316 | 035 | E1121 -LOT1-0.6-1kV-5C x 2.5-2XWY FRLSH-967.0-D035 | 0
700 | LCS-PM35041-LV-C01 | LCS-PM35041 | 5C x 2.5-2XWY FRLSH-0.6-1kV-CLM-LOT1 | 1000 | 5C x 2.5 | 2XWY FRLSH | 0.6-1kV | CLM | Area-15 | LOT1 | 5C x 2.5 CU | 335 | 035 | E1121 -LOT1-0.6-1kV-5C x 2.5-2XWY FRLSH-967.0-D035 | 0
718 | UCP-H5001A1-LV-C02 | UCP-H5001A1 | 5C x 2.5-2XWY FRLSH-0.6-1kV-CLM-LOT1 | 1000 | 5C x 2.5 | 2XWY FRLSH | 0.6-1kV | CLM | Area-17 | LOT1 | 5C x 2.5 CU | 358 | 004 | E1121 -LOT1-0.6-1kV-5C x 2.5-2XWY FRLSH-988.0-D004 | 0
736 | LCS-PM1201B-LV-C01 | LCS-PM1201B | 5C x 2.5-2XWY FRLSH-0.6-1kV-CLM-LOT1 | 1000 | 5C x 2.5 | 2XWY FRLSH | 0.6-1kV | CLM | Area-08 | LOT1 | 5C x 2.5 CU | 201 | 054 | E1121 -LOT1-0.6-1kV-5C x 2.5-2XWY FRLSH-956.0-D054 | 0
738 | LCS-PM1202B-LV-C01 | LCS-PM1202B | 5C x 2.5-2XWY FRLSH-0.6-1kV-CLM-LOT1 | 1000 | 5C x 2.5 | 2XWY FRLSH | 0.6-1kV | CLM | Area-08 | LOT1 | 5C x 2.5 CU | 213 | 046 | E1121 -LOT1-0.6-1kV-5C x 2.5-2XWY FRLSH-971.0-D046 | 0
740 | LCS-PM1211B-LV-C01 | LCS-PM1211B | 5C x 2.5-2XWY FRLSH-0.6-1kV-CLM-LOT1 | 1000 | 5C x 2.5 | 2XWY FRLSH | 0.6-1kV | CLM | Area-08 | LOT1 | 5C x 2.5 CU | 205 | 041 | E1121 -LOT1-0.6-1kV-5C x 2.5-2XWY FRLSH-953.0-D041 | 0
742 | LCS-BL1301A-LV-C01 | LCS-BL1301A | 5C x 2.5-2XWY FRLSH-0.6-1kV-CLM-LOT1 | 1000 | 5C x 2.5 | 2XWY FRLSH | 0.6-1kV | CLM | Area-18 | LOT1 | 5C x 2.5 CU | 337 | 063 | E1121 -LOT1-0.6-1kV-5C x 2.5-2XWY FRLSH-337.0-D063 | 0
744 | LCS-PM1303B-LV-C01 | LCS-PM1303B | 5C x 2.5-2XWY FRLSH-0.6-1kV-CLM-LOT1 | 1000 | 5C x 2.5 | 2XWY FRLSH | 0.6-1kV | CLM | Area-18 | LOT1 | 5C x 2.5 CU | 345 | 061 | E1121 -LOT1-0.6-1kV-5C x 2.5-2XWY FRLSH-687.0-D061 | 0
747 | LCS-PM1304B-LV-C01 | LCS-PM1304B | 5C x 2.5-2XWY FRLSH-0.6-1kV-CLM-LOT1 | 1000 | 5C x 2.5 | 2XWY FRLSH | 0.6-1kV | CLM | Area-18 | LOT1 | 5C x 2.5 CU | 342 | 060 | E1121 -LOT1-0.6-1kV-5C x 2.5-2XWY FRLSH-894.0-D060 | 0
749 | LCS-PM1601B-LV-C01 | LCS-PM1601B | 5C x 2.5-2XWY FRLSH-0.6-1kV-CLM-LOT1 | 1000 | 5C x 2.5 | 2XWY FRLSH | 0.6-1kV | CLM | Area-05 | LOT1 | 5C x 2.5 CU | 351 | 059 | E1121 -LOT1-0.6-1kV-5C x 2.5-2XWY FRLSH-947.0-D059 | 0
752 | LCS-PM1701A-LV-C01 | LCS-PM1701A | 5C x 2.5-2XWY FRLSH-0.6-1kV-CLM-LOT1 | 1000 | 5C x 2.5 | 2XWY FRLSH | 0.6-1kV | CLM | Area-14 | LOT1 | 5C x 2.5 CU | 298 | 059 | E1121 -LOT1-0.6-1kV-5C x 2.5-2XWY FRLSH-947.0-D059 | 0
757 | LCS-PM1703A-LV-C01 | LCS-PM1703A | 5C x 2.5-2XWY FRLSH-0.6-1kV-CLM-LOT1 | 1000 | 5C x 2.5 | 2XWY FRLSH | 0.6-1kV | CLM | Area-14 | LOT1 | 5C x 2.5 CU | 311 | 058 | E1121 -LOT1-0.6-1kV-5C x 2.5-2XWY FRLSH-909.0-D058 | 0
759 | LCS-PM1704A-LV-C01 | LCS-PM1704A | 5C x 2.5-2XWY FRLSH-0.6-1kV-CLM-LOT1 | 1000 | 5C x 2.5 | 2XWY FRLSH | 0.6-1kV | CLM | Area-14 | LOT1 | 5C x 2.5 CU | 287 | 058 | E1121 -LOT1-0.6-1kV-5C x 2.5-2XWY FRLSH-909.0-D058 | 0
761 | LCS-PM1705A-LV-C01 | LCS-PM1705A | 5C x 2.5-2XWY FRLSH-0.6-1kV-CLM-LOT1 | 1000 | 5C x 2.5 | 2XWY FRLSH | 0.6-1kV | CLM | Area-14 | LOT1 | 5C x 2.5 CU | 309 | 057 | E1121 -LOT1-0.6-1kV-5C x 2.5-2XWY FRLSH-905.0-D057 | 0
764 | LCS-PM1901A-LV-C01 | LCS-PM1901A | 5C x 2.5-2XWY FRLSH-0.6-1kV-CLM-LOT1 | 1000 | 5C x 2.5 | 2XWY FRLSH | 0.6-1kV | CLM | Area-14 | LOT1 | 5C x 2.5 CU | 302 | 056 | E1121 -LOT1-0.6-1kV-5C x 2.5-2XWY FRLSH-852.0-D056 | 0
766 | LCS-PM1902B-LV-C01 | LCS-PM1902B | 5C x 2.5-2XWY FRLSH-0.6-1kV-CLM-LOT1 | 1000 | 5C x 2.5 | 2XWY FRLSH | 0.6-1kV | CLM | Area-14 | LOT1 | 5C x 2.5 CU | 297 | 055 | E1121 -LOT1-0.6-1kV-5C x 2.5-2XWY FRLSH-896.0-D055 | 0
771 | LCS-PM2103B-LV-C01 | LCS-PM2103B | 5C x 2.5-2XWY FRLSH-0.6-1kV-CLM-LOT1 | 1000 | 5C x 2.5 | 2XWY FRLSH | 0.6-1kV | CLM | Area-10 | LOT1 | 5C x 2.5 CU | 376 | 054 | E1121 -LOT1-0.6-1kV-5C x 2.5-2XWY FRLSH-956.0-D054 | 0
773 | LCS-PM2351B-LV-C01 | LCS-PM2351B | 5C x 2.5-2XWY FRLSH-0.6-1kV-CLM-LOT1 | 1000 | 5C x 2.5 | 2XWY FRLSH | 0.6-1kV | CLM | Area-11 | LOT1 | 5C x 2.5 CU | 344 | 051 | E1121 -LOT1-0.6-1kV-5C x 2.5-2XWY FRLSH-954.0-D051 | 0
775 | LCS-PM2404B-LV-C01 | LCS-PM2404B | 5C x 2.5-2XWY FRLSH-0.6-1kV-CLM-LOT1 | 1000 | 5C x 2.5 | 2XWY FRLSH | 0.6-1kV | CLM | Area-05 | LOT1 | 5C x 2.5 CU | 271 | 045 | E1121 -LOT1-0.6-1kV-5C x 2.5-2XWY FRLSH-976.0-D045 | 0
777 | LCS-PM2405A-LV-C01 | LCS-PM2405A | 5C x 2.5-2XWY FRLSH-0.6-1kV-CLM-LOT1 | 1000 | 5C x 2.5 | 2XWY FRLSH | 0.6-1kV | CLM | Area-05 | LOT1 | 5C x 2.5 CU | 262 | 044 | E1121 -LOT1-0.6-1kV-5C x 2.5-2XWY FRLSH-982.0-D044 | 0
779 | LCS-PM2502B-LV-C01 | LCS-PM2502B | 5C x 2.5-2XWY FRLSH-0.6-1kV-CLM-LOT1 | 1000 | 5C x 2.5 | 2XWY FRLSH | 0.6-1kV | CLM | Area-05 | LOT1 | 5C x 2.5 CU | 345 | 047 | E1121 -LOT1-0.6-1kV-5C x 2.5-2XWY FRLSH-989.0-D047 | 0
781 | LCS-PM30012-LV-C01 | LCS-PM30012 | 5C x 2.5-2XWY FRLSH-0.6-1kV-CLM-LOT1 | 1000 | 5C x 2.5 | 2XWY FRLSH | 0.6-1kV | CLM | Area-04 | LOT1 | 5C x 2.5 CU | 365 | 045 | E1121 -LOT1-0.6-1kV-5C x 2.5-2XWY FRLSH-976.0-D045 | 0
783 | LCS-PM30023-LV-C01 | LCS-PM30023 | 5C x 2.5-2XWY FRLSH-0.6-1kV-CLM-LOT1 | 1000 | 5C x 2.5 | 2XWY FRLSH | 0.6-1kV | CLM | Area-09 | LOT1 | 5C x 2.5 CU | 367 | 044 | E1121 -LOT1-0.6-1kV-5C x 2.5-2XWY FRLSH-982.0-D044 | 0
786 | LCS-PM30032-LV-C01 | LCS-PM30032 | 5C x 2.5-2XWY FRLSH-0.6-1kV-CLM-LOT1 | 1000 | 5C x 2.5 | 2XWY FRLSH | 0.6-1kV | CLM | Area-15 | LOT1 | 5C x 2.5 CU | 399 | 043 | E1121 -LOT1-0.6-1kV-5C x 2.5-2XWY FRLSH-990.0-D043 | 0
788 | LCS-PM30042-LV-C01 | LCS-PM30042 | 5C x 2.5-2XWY FRLSH-0.6-1kV-CLM-LOT1 | 1000 | 5C x 2.5 | 2XWY FRLSH | 0.6-1kV | CLM | Area-15 | LOT1 | 5C x 2.5 CU | 416 | 042 | E1121 -LOT1-0.6-1kV-5C x 2.5-2XWY FRLSH-824.0-D042 | 0
790 | LCS-PM3005B-LV-C01 | LCS-PM3005B | 5C x 2.5-2XWY FRLSH-0.6-1kV-CLM-LOT1 | 1000 | 5C x 2.5 | 2XWY FRLSH | 0.6-1kV | CLM | Area-18 | LOT1 | 5C x 2.5 CU | 374 | 041 | E1121 -LOT1-0.6-1kV-5C x 2.5-2XWY FRLSH-953.0-D041 | 0
792 | LCS-PM3008B-LV-C01 | LCS-PM3008B | 5C x 2.5-2XWY FRLSH-0.6-1kV-CLM-LOT1 | 1000 | 5C x 2.5 | 2XWY FRLSH | 0.6-1kV | CLM | Area-17 | LOT1 | 5C x 2.5 CU | 329 | 038 | E1121 -LOT1-0.6-1kV-5C x 2.5-2XWY FRLSH-985.0-D038 | 0
794 | LCS-PM3009B-LV-C01 | LCS-PM3009B | 5C x 2.5-2XWY FRLSH-0.6-1kV-CLM-LOT1 | 1000 | 5C x 2.5 | 2XWY FRLSH | 0.6-1kV | CLM | Area-17 | LOT1 | 5C x 2.5 CU | 328 | 038 | E1121 -LOT1-0.6-1kV-5C x 2.5-2XWY FRLSH-985.0-D038 | 0
796 | LCS-PM3010B-LV-C01 | LCS-PM3010B | 5C x 2.5-2XWY FRLSH-0.6-1kV-CLM-LOT1 | 1000 | 5C x 2.5 | 2XWY FRLSH | 0.6-1kV | CLM | Area-17 | LOT1 | 5C x 2.5 CU | 328 | 037 | E1121 -LOT1-0.6-1kV-5C x 2.5-2XWY FRLSH-972.0-D037 | 0
800 | LCS-PM35032-LV-C01 | LCS-PM35032 | 5C x 2.5-2XWY FRLSH-0.6-1kV-CLM-LOT1 | 1000 | 5C x 2.5 | 2XWY FRLSH | 0.6-1kV | CLM | Area-15 | LOT1 | 5C x 2.5 CU | 316 | 035 | E1121 -LOT1-0.6-1kV-5C x 2.5-2XWY FRLSH-967.0-D035 | 0
802 | LCS-PM35042-LV-C01 | LCS-PM35042 | 5C x 2.5-2XWY FRLSH-0.6-1kV-CLM-LOT1 | 1000 | 5C x 2.5 | 2XWY FRLSH | 0.6-1kV | CLM | Area-15 | LOT1 | 5C x 2.5 CU | 335 | 034 | E1121 -LOT1-0.6-1kV-5C x 2.5-2XWY FRLSH-975.0-D034 | 0
807 | LCS-PM5054-LV-C01 | LCS-PM5054 | 5C x 2.5-2XWY FRLSH-0.6-1kV-CLM-LOT1 | 1000 | 5C x 2.5 | 2XWY FRLSH | 0.6-1kV | CLM | Area-17 | LOT1 | 5C x 2.5 CU | 350 | 034 | E1121 -LOT1-0.6-1kV-5C x 2.5-2XWY FRLSH-975.0-D034 | 0
809 | LCS-PM5058-LV-C01 | LCS-PM5058 | 5C x 2.5-2XWY FRLSH-0.6-1kV-CLM-LOT1 | 1000 | 5C x 2.5 | 2XWY FRLSH | 0.6-1kV | CLM | Area-17 | LOT1 | 5C x 2.5 CU | 350 | 033 | E1121 -LOT1-0.6-1kV-5C x 2.5-2XWY FRLSH-855.0-D033 | 0
813 | LCS-PM1835A-LV-C01 | LCS-PM1835A | 5C x 2.5-2XWY FRLSH-0.6-1kV-CLM-LOT1 | 1000 | 5C x 2.5 | 2XWY FRLSH | 0.6-1kV | CLM | Area-14 | LOT1 | 5C x 2.5 CU | 277 | 056 | E1121 -LOT1-0.6-1kV-5C x 2.5-2XWY FRLSH-852.0-D056 | 0
835 | LCS-PMA1401A-LV-C01 | LCS-PMA1401A | 5C x 2.5-2XWY FRLSH-0.6-1kV-CLM-LOT1 | 1000 | 5C x 2.5 | 2XWY FRLSH | 0.6-1kV | CLM | Area-07 | LOT1 | 5C x 2.5 CU | 207 | 032 | E1121 -LOT1-0.6-1kV-5C x 2.5-2XWY FRLSH-919.0-D032 | 0
837 | LCS-PMB1401B-LV-C01 | LCS-PMB1401B | 5C x 2.5-2XWY FRLSH-0.6-1kV-CLM-LOT1 | 1000 | 5C x 2.5 | 2XWY FRLSH | 0.6-1kV | CLM | Area-13 | LOT1 | 5C x 2.5 CU | 279 | 021 | E1121 -LOT1-0.6-1kV-5C x 2.5-2XWY FRLSH-972.0-D021 | 0
845 | LCS-PMA1403A-LV-C01 | LCS-PMA1403A | 5C x 2.5-2XWY FRLSH-0.6-1kV-CLM-LOT1 | 1000 | 5C x 2.5 | 2XWY FRLSH | 0.6-1kV | CLM | Area-07 | LOT1 | 5C x 2.5 CU | 219 | 031 | E1121 -LOT1-0.6-1kV-5C x 2.5-2XWY FRLSH-947.0-D031 | 0
847 | LCS-PMB1403A-LV-C01 | LCS-PMB1403A | 5C x 2.5-2XWY FRLSH-0.6-1kV-CLM-LOT1 | 1000 | 5C x 2.5 | 2XWY FRLSH | 0.6-1kV | CLM | Area-13 | LOT1 | 5C x 2.5 CU | 291 | 020 | E1121 -LOT1-0.6-1kV-5C x 2.5-2XWY FRLSH-944.0-D020 | 0
853 | LCS-PM1711B-LV-C01 | LCS-PM1711B | 5C x 2.5-2XWY FRLSH-0.6-1kV-CLM-LOT1 | 1000 | 5C x 2.5 | 2XWY FRLSH | 0.6-1kV | CLM | Area-14 | LOT1 | 5C x 2.5 CU | 254 | 040 | E1121 -LOT1-0.6-1kV-5C x 2.5-2XWY FRLSH-998.0-D040 | 0
855 | LCS-PMA1821A-LV-C01 | LCS-PMA1821A | 5C x 2.5-2XWY FRLSH-0.6-1kV-CLM-LOT1 | 1000 | 5C x 2.5 | 2XWY FRLSH | 0.6-1kV | CLM | Area-08 | LOT1 | 5C x 2.5 CU | 188 | 029 | E1121 -LOT1-0.6-1kV-5C x 2.5-2XWY FRLSH-964.0-D029 | 0
857 | LCS-PMB1821B-LV-C01 | LCS-PMB1821B | 5C x 2.5-2XWY FRLSH-0.6-1kV-CLM-LOT1 | 1000 | 5C x 2.5 | 2XWY FRLSH | 0.6-1kV | CLM | Area-14 | LOT1 | 5C x 2.5 CU | 255 | 017 | E1121 -LOT1-0.6-1kV-5C x 2.5-2XWY FRLSH-956.0-D017 | 0
859 | LCS-PMA1823B-LV-C01 | LCS-PMA1823B | 5C x 2.5-2XWY FRLSH-0.6-1kV-CLM-LOT1 | 1000 | 5C x 2.5 | 2XWY FRLSH | 0.6-1kV | CLM | Area-08 | LOT1 | 5C x 2.5 CU | 188 | 028 | E1121 -LOT1-0.6-1kV-5C x 2.5-2XWY FRLSH-921.0-D028 | 0
861 | LCS-PMB1823B-LV-C01 | LCS-PMB1823B | 5C x 2.5-2XWY FRLSH-0.6-1kV-CLM-LOT1 | 1000 | 5C x 2.5 | 2XWY FRLSH | 0.6-1kV | CLM | Area-14 | LOT1 | 5C x 2.5 CU | 249 | 016 | E1121 -LOT1-0.6-1kV-5C x 2.5-2XWY FRLSH-970.0-D016 | 0
863 | LCS-PMA1831A-LV-C01 | LCS-PMA1831A | 5C x 2.5-2XWY FRLSH-0.6-1kV-CLM-LOT1 | 1000 | 5C x 2.5 | 2XWY FRLSH | 0.6-1kV | CLM | Area-08 | LOT1 | 5C x 2.5 CU | 176 | 028 | E1121 -LOT1-0.6-1kV-5C x 2.5-2XWY FRLSH-921.0-D028 | 0
865 | LCS-PMB1831B-LV-C01 | LCS-PMB1831B | 5C x 2.5-2XWY FRLSH-0.6-1kV-CLM-LOT1 | 1000 | 5C x 2.5 | 2XWY FRLSH | 0.6-1kV | CLM | Area-14 | LOT1 | 5C x 2.5 CU | 241 | 013 | E1121 -LOT1-0.6-1kV-5C x 2.5-2XWY FRLSH-991.0-D013 | 0
867 | LCS-PMA1841A-LV-C01 | LCS-PMA1841A | 5C x 2.5-2XWY FRLSH-0.6-1kV-CLM-LOT1 | 1000 | 5C x 2.5 | 2XWY FRLSH | 0.6-1kV | CLM | Area-08 | LOT1 | 5C x 2.5 CU | 175 | 027 | E1121 -LOT1-0.6-1kV-5C x 2.5-2XWY FRLSH-950.0-D027 | 0
869 | LCS-PMB1841A-LV-C01 | LCS-PMB1841A | 5C x 2.5-2XWY FRLSH-0.6-1kV-CLM-LOT1 | 1000 | 5C x 2.5 | 2XWY FRLSH | 0.6-1kV | CLM | Area-14 | LOT1 | 5C x 2.5 CU | 236 | 011 | E1121 -LOT1-0.6-1kV-5C x 2.5-2XWY FRLSH-999.0-D011 | 0
871 | LCS-PMA1843A-LV-C01 | LCS-PMA1843A | 5C x 2.5-2XWY FRLSH-0.6-1kV-CLM-LOT1 | 1000 | 5C x 2.5 | 2XWY FRLSH | 0.6-1kV | CLM | Area-08 | LOT1 | 5C x 2.5 CU | 169 | 022 | E1121 -LOT1-0.6-1kV-5C x 2.5-2XWY FRLSH-958.0-D022 | 0
873 | LCS-PMB1843B-LV-C01 | LCS-PMB1843B | 5C x 2.5-2XWY FRLSH-0.6-1kV-CLM-LOT1 | 1000 | 5C x 2.5 | 2XWY FRLSH | 0.6-1kV | CLM | Area-14 | LOT1 | 5C x 2.5 CU | 235 | 009 | E1121 -LOT1-0.6-1kV-5C x 2.5-2XWY FRLSH-994.0-D009 | 0
875 | LCS-PM1903A-LV-C01 | LCS-PM1903A | 5C x 2.5-2XWY FRLSH-0.6-1kV-CLM-LOT1 | 1000 | 5C x 2.5 | 2XWY FRLSH | 0.6-1kV | CLM | Area-14 | LOT1 | 5C x 2.5 CU | 264 | 052 | E1121 -LOT1-0.6-1kV-5C x 2.5-2XWY FRLSH-960.0-D052 | 0
888 | LCS-PM2251A-LV-C01 | LCS-PM2251A | 5C x 2.5-2XWY FRLSH-0.6-1kV-CLM-LOT1 | 1000 | 5C x 2.5 | 2XWY FRLSH | 0.6-1kV | CLM | Area-11 | LOT1 | 5C x 2.5 CU | 401 | 053 | E1121 -LOT1-0.6-1kV-5C x 2.5-2XWY FRLSH-997.0-D053 | 0
890 | LCS-PMA2301A-LV-C01 | LCS-PMA2301A | 5C x 2.5-2XWY FRLSH-0.6-1kV-CLM-LOT1 | 1000 | 5C x 2.5 | 2XWY FRLSH | 0.6-1kV | CLM | Area-11 | LOT1 | 5C x 2.5 CU | 379 | 026 | E1121 -LOT1-0.6-1kV-5C x 2.5-2XWY FRLSH-999.0-D026 | 0
892 | LCS-PMB2301A-LV-C01 | LCS-PMB2301A | 5C x 2.5-2XWY FRLSH-0.6-1kV-CLM-LOT1 | 1000 | 5C x 2.5 | 2XWY FRLSH | 0.6-1kV | CLM | Area-11 | LOT1 | 5C x 2.5 CU | 410 | 012 | E1121 -LOT1-0.6-1kV-5C x 2.5-2XWY FRLSH-937.0-D012 | 0
895 | LCS-PM2401A-LV-C01 | LCS-PM2401A | 5C x 2.5-2XWY FRLSH-0.6-1kV-CLM-LOT1 | 1000 | 5C x 2.5 | 2XWY FRLSH | 0.6-1kV | CLM | Area-05 | LOT1 | 5C x 2.5 CU | 328 | 051 | E1121 -LOT1-0.6-1kV-5C x 2.5-2XWY FRLSH-954.0-D051 | 0
897 | LCS-PM2402B-LV-C01 | LCS-PM2402B | 5C x 2.5-2XWY FRLSH-0.6-1kV-CLM-LOT1 | 1000 | 5C x 2.5 | 2XWY FRLSH | 0.6-1kV | CLM | Area-05 | LOT1 | 5C x 2.5 CU | 324 | 050 | E1121 -LOT1-0.6-1kV-5C x 2.5-2XWY FRLSH-950.0-D050 | 0
899 | LCS-PM2403A-LV-C01 | LCS-PM2403A | 5C x 2.5-2XWY FRLSH-0.6-1kV-CLM-LOT1 | 1000 | 5C x 2.5 | 2XWY FRLSH | 0.6-1kV | CLM | Area-05 | LOT1 | 5C x 2.5 CU | 320 | 049 | E1121 -LOT1-0.6-1kV-5C x 2.5-2XWY FRLSH-954.0-D049 | 0
901 | LCS-PM2406A-LV-C01 | LCS-PM2406A | 5C x 2.5-2XWY FRLSH-0.6-1kV-CLM-LOT1 | 1000 | 5C x 2.5 | 2XWY FRLSH | 0.6-1kV | CLM | Area-05 | LOT1 | 5C x 2.5 CU | 308 | 048 | E1121 -LOT1-0.6-1kV-5C x 2.5-2XWY FRLSH-998.0-D048 | 0
903 | LCS-PM2451B-LV-C01 | LCS-PM2451B | 5C x 2.5-2XWY FRLSH-0.6-1kV-CLM-LOT1 | 1000 | 5C x 2.5 | 2XWY FRLSH | 0.6-1kV | CLM | Area-11 | LOT1 | 5C x 2.5 CU | 345 | 048 | E1121 -LOT1-0.6-1kV-5C x 2.5-2XWY FRLSH-998.0-D048 | 0
905 | LCS-PM2551B-LV-C01 | LCS-PM2551B | 5C x 2.5-2XWY FRLSH-0.6-1kV-CLM-LOT1 | 1000 | 5C x 2.5 | 2XWY FRLSH | 0.6-1kV | CLM | Area-11 | LOT1 | 5C x 2.5 CU | 390 | 046 | E1121 -LOT1-0.6-1kV-5C x 2.5-2XWY FRLSH-971.0-D046 | 0
907 | LCS-PMA2602A-LV-C01 | LCS-PMA2602A | 5C x 2.5-2XWY FRLSH-0.6-1kV-CLM-LOT1 | 1000 | 5C x 2.5 | 2XWY FRLSH | 0.6-1kV | CLM | Area-11 | LOT1 | 5C x 2.5 CU | 395 | 024 | E1121 -LOT1-0.6-1kV-5C x 2.5-2XWY FRLSH-942.0-D024 | 0
909 | LCS-PMB2602B-LV-C01 | LCS-PMB2602B | 5C x 2.5-2XWY FRLSH-0.6-1kV-CLM-LOT1 | 1000 | 5C x 2.5 | 2XWY FRLSH | 0.6-1kV | CLM | Area-11 | LOT1 | 5C x 2.5 CU | 383 | 009 | E1121 -LOT1-0.6-1kV-5C x 2.5-2XWY FRLSH-994.0-D009 | 0
911 | LCS-PM3006A-LV-C01 | LCS-PM3006A | 5C x 2.5-2XWY FRLSH-0.6-1kV-CLM-LOT1 | 1000 | 5C x 2.5 | 2XWY FRLSH | 0.6-1kV | CLM | Area-17 | LOT1 | 5C x 2.5 CU | 381 | 040 | E1121 -LOT1-0.6-1kV-5C x 2.5-2XWY FRLSH-998.0-D040 | 0
913 | LCS-PM3007B-LV-C01 | LCS-PM3007B | 5C x 2.5-2XWY FRLSH-0.6-1kV-CLM-LOT1 | 1000 | 5C x 2.5 | 2XWY FRLSH | 0.6-1kV | CLM | Area-17 | LOT1 | 5C x 2.5 CU | 343 | 039 | E1121 -LOT1-0.6-1kV-5C x 2.5-2XWY FRLSH-997.0-D039 | 0
915 | LCS-PM3018A-LV-C01 | LCS-PM3018A | 5C x 2.5-2XWY FRLSH-0.6-1kV-CLM-LOT1 | 1000 | 5C x 2.5 | 2XWY FRLSH | 0.6-1kV | CLM | Area-17 | LOT1 | 5C x 2.5 CU | 368 | 036 | E1121 -LOT1-0.6-1kV-5C x 2.5-2XWY FRLSH-980.0-D036 | 0
941 | LCS-PMA1401B-LV-C01 | LCS-PMA1401B | 5C x 2.5-2XWY FRLSH-0.6-1kV-CLM-LOT1 | 1000 | 5C x 2.5 | 2XWY FRLSH | 0.6-1kV | CLM | Area-07 | LOT1 | 5C x 2.5 CU | 189 | 031 | E1121 -LOT1-0.6-1kV-5C x 2.5-2XWY FRLSH-947.0-D031 | 0
943 | LCS-PMB1401A-LV-C01 | LCS-PMB1401A | 5C x 2.5-2XWY FRLSH-0.6-1kV-CLM-LOT1 | 1000 | 5C x 2.5 | 2XWY FRLSH | 0.6-1kV | CLM | Area-13 | LOT1 | 5C x 2.5 CU | 262 | 021 | E1121 -LOT1-0.6-1kV-5C x 2.5-2XWY FRLSH-972.0-D021 | 0
951 | LCS-PMA1403B-LV-C01 | LCS-PMA1403B | 5C x 2.5-2XWY FRLSH-0.6-1kV-CLM-LOT1 | 1000 | 5C x 2.5 | 2XWY FRLSH | 0.6-1kV | CLM | Area-07 | LOT1 | 5C x 2.5 CU | 202 | 030 | E1121 -LOT1-0.6-1kV-5C x 2.5-2XWY FRLSH-982.0-D030 | 0
953 | LCS-PMB1403B-LV-C01 | LCS-PMB1403B | 5C x 2.5-2XWY FRLSH-0.6-1kV-CLM-LOT1 | 1000 | 5C x 2.5 | 2XWY FRLSH | 0.6-1kV | CLM | Area-13 | LOT1 | 5C x 2.5 CU | 274 | 020 | E1121 -LOT1-0.6-1kV-5C x 2.5-2XWY FRLSH-944.0-D020 | 0
960 | LCS-PM1711A-LV-C01 | LCS-PM1711A | 5C x 2.5-2XWY FRLSH-0.6-1kV-CLM-LOT1 | 1000 | 5C x 2.5 | 2XWY FRLSH | 0.6-1kV | CLM | Area-14 | LOT1 | 5C x 2.5 CU | 273 | 056 | E1121 -LOT1-0.6-1kV-5C x 2.5-2XWY FRLSH-852.0-D056 | 0
962 | LCS-PMA1821B-LV-C01 | LCS-PMA1821B | 5C x 2.5-2XWY FRLSH-0.6-1kV-CLM-LOT1 | 1000 | 5C x 2.5 | 2XWY FRLSH | 0.6-1kV | CLM | Area-08 | LOT1 | 5C x 2.5 CU | 207 | 029 | E1121 -LOT1-0.6-1kV-5C x 2.5-2XWY FRLSH-964.0-D029 | 0
964 | LCS-PMB1821A-LV-C01 | LCS-PMB1821A | 5C x 2.5-2XWY FRLSH-0.6-1kV-CLM-LOT1 | 1000 | 5C x 2.5 | 2XWY FRLSH | 0.6-1kV | CLM | Area-14 | LOT1 | 5C x 2.5 CU | 274 | 018 | E1121 -LOT1-0.6-1kV-5C x 2.5-2XWY FRLSH-999.0-D018 | 0
966 | LCS-PMA1823A-LV-C01 | LCS-PMA1823A | 5C x 2.5-2XWY FRLSH-0.6-1kV-CLM-LOT1 | 1000 | 5C x 2.5 | 2XWY FRLSH | 0.6-1kV | CLM | Area-08 | LOT1 | 5C x 2.5 CU | 207 | 029 | E1121 -LOT1-0.6-1kV-5C x 2.5-2XWY FRLSH-964.0-D029 | 0
968 | LCS-PMB1823A-LV-C01 | LCS-PMB1823A | 5C x 2.5-2XWY FRLSH-0.6-1kV-CLM-LOT1 | 1000 | 5C x 2.5 | 2XWY FRLSH | 0.6-1kV | CLM | Area-14 | LOT1 | 5C x 2.5 CU | 267 | 016 | E1121 -LOT1-0.6-1kV-5C x 2.5-2XWY FRLSH-970.0-D016 | 0
970 | LCS-PMA1831B-LV-C01 | LCS-PMA1831B | 5C x 2.5-2XWY FRLSH-0.6-1kV-CLM-LOT1 | 1000 | 5C x 2.5 | 2XWY FRLSH | 0.6-1kV | CLM | Area-08 | LOT1 | 5C x 2.5 CU | 195 | 028 | E1121 -LOT1-0.6-1kV-5C x 2.5-2XWY FRLSH-921.0-D028 | 0
972 | LCS-PMB1831A-LV-C01 | LCS-PMB1831A | 5C x 2.5-2XWY FRLSH-0.6-1kV-CLM-LOT1 | 1000 | 5C x 2.5 | 2XWY FRLSH | 0.6-1kV | CLM | Area-14 | LOT1 | 5C x 2.5 CU | 259 | 015 | E1121 -LOT1-0.6-1kV-5C x 2.5-2XWY FRLSH-971.0-D015 | 0
974 | LCS-PMA1841B-LV-C01 | LCS-PMA1841B | 5C x 2.5-2XWY FRLSH-0.6-1kV-CLM-LOT1 | 1000 | 5C x 2.5 | 2XWY FRLSH | 0.6-1kV | CLM | Area-08 | LOT1 | 5C x 2.5 CU | 194 | 026 | E1121 -LOT1-0.6-1kV-5C x 2.5-2XWY FRLSH-999.0-D026 | 0
976 | LCS-PMB1841B-LV-C01 | LCS-PMB1841B | 5C x 2.5-2XWY FRLSH-0.6-1kV-CLM-LOT1 | 1000 | 5C x 2.5 | 2XWY FRLSH | 0.6-1kV | CLM | Area-14 | LOT1 | 5C x 2.5 CU | 254 | 013 | E1121 -LOT1-0.6-1kV-5C x 2.5-2XWY FRLSH-991.0-D013 | 0
978 | LCS-PMA1843B-LV-C01 | LCS-PMA1843B | 5C x 2.5-2XWY FRLSH-0.6-1kV-CLM-LOT1 | 1000 | 5C x 2.5 | 2XWY FRLSH | 0.6-1kV | CLM | Area-08 | LOT1 | 5C x 2.5 CU | 187 | 021 | E1121 -LOT1-0.6-1kV-5C x 2.5-2XWY FRLSH-972.0-D021 | 0
980 | LCS-PMB1843A-LV-C01 | LCS-PMB1843A | 5C x 2.5-2XWY FRLSH-0.6-1kV-CLM-LOT1 | 1000 | 5C x 2.5 | 2XWY FRLSH | 0.6-1kV | CLM | Area-14 | LOT1 | 5C x 2.5 CU | 253 | 012 | E1121 -LOT1-0.6-1kV-5C x 2.5-2XWY FRLSH-937.0-D012 | 0
982 | LCS-PM1903B-LV-C01 | LCS-PM1903B | 5C x 2.5-2XWY FRLSH-0.6-1kV-CLM-LOT1 | 1000 | 5C x 2.5 | 2XWY FRLSH | 0.6-1kV | CLM | Area-14 | LOT1 | 5C x 2.5 CU | 282 | 051 | E1121 -LOT1-0.6-1kV-5C x 2.5-2XWY FRLSH-954.0-D051 | 0
996 | LCS-PM2251B-LV-C01 | LCS-PM2251B | 5C x 2.5-2XWY FRLSH-0.6-1kV-CLM-LOT1 | 1000 | 5C x 2.5 | 2XWY FRLSH | 0.6-1kV | CLM | Area-11 | LOT1 | 5C x 2.5 CU | 383 | 053 | E1121 -LOT1-0.6-1kV-5C x 2.5-2XWY FRLSH-997.0-D053 | 0
998 | LCS-PMA2301B-LV-C01 | LCS-PMA2301B | 5C x 2.5-2XWY FRLSH-0.6-1kV-CLM-LOT1 | 1000 | 5C x 2.5 | 2XWY FRLSH | 0.6-1kV | CLM | Area-11 | LOT1 | 5C x 2.5 CU | 361 | 026 | E1121 -LOT1-0.6-1kV-5C x 2.5-2XWY FRLSH-999.0-D026 | 0
1000 | LCS-PMB2301B-LV-C01 | LCS-PMB2301B | 5C x 2.5-2XWY FRLSH-0.6-1kV-CLM-LOT1 | 1000 | 5C x 2.5 | 2XWY FRLSH | 0.6-1kV | CLM | Area-11 | LOT1 | 5C x 2.5 CU | 392 | 011 | E1121 -LOT1-0.6-1kV-5C x 2.5-2XWY FRLSH-999.0-D011 | 0
1003 | LCS-PM2401B-LV-C01 | LCS-PM2401B | 5C x 2.5-2XWY FRLSH-0.6-1kV-CLM-LOT1 | 1000 | 5C x 2.5 | 2XWY FRLSH | 0.6-1kV | CLM | Area-05 | LOT1 | 5C x 2.5 CU | 315 | 050 | E1121 -LOT1-0.6-1kV-5C x 2.5-2XWY FRLSH-950.0-D050 | 0
1006 | LCS-PM2402A-LV-C01 | LCS-PM2402A | 5C x 2.5-2XWY FRLSH-0.6-1kV-CLM-LOT1 | 1000 | 5C x 2.5 | 2XWY FRLSH | 0.6-1kV | CLM | Area-05 | LOT1 | 5C x 2.5 CU | 311 | 050 | E1121 -LOT1-0.6-1kV-5C x 2.5-2XWY FRLSH-950.0-D050 | 0
1008 | LCS-PM2403B-LV-C01 | LCS-PM2403B | 5C x 2.5-2XWY FRLSH-0.6-1kV-CLM-LOT1 | 1000 | 5C x 2.5 | 2XWY FRLSH | 0.6-1kV | CLM | Area-05 | LOT1 | 5C x 2.5 CU | 307 | 049 | E1121 -LOT1-0.6-1kV-5C x 2.5-2XWY FRLSH-954.0-D049 | 0
1010 | LCS-PM2406B-LV-C01 | LCS-PM2406B | 5C x 2.5-2XWY FRLSH-0.6-1kV-CLM-LOT1 | 1000 | 5C x 2.5 | 2XWY FRLSH | 0.6-1kV | CLM | Area-05 | LOT1 | 5C x 2.5 CU | 290 | 034 | E1121 -LOT1-0.6-1kV-5C x 2.5-2XWY FRLSH-975.0-D034 | 0
1012 | LCS-PM2451A-LV-C01 | LCS-PM2451A | 5C x 2.5-2XWY FRLSH-0.6-1kV-CLM-LOT1 | 1000 | 5C x 2.5 | 2XWY FRLSH | 0.6-1kV | CLM | Area-11 | LOT1 | 5C x 2.5 CU | 327 | 049 | E1121 -LOT1-0.6-1kV-5C x 2.5-2XWY FRLSH-954.0-D049 | 0
1014 | LCS-PM2551A-LV-C01 | LCS-PM2551A | 5C x 2.5-2XWY FRLSH-0.6-1kV-CLM-LOT1 | 1000 | 5C x 2.5 | 2XWY FRLSH | 0.6-1kV | CLM | Area-05 | LOT1 | 5C x 2.5 CU | 373 | 047 | E1121 -LOT1-0.6-1kV-5C x 2.5-2XWY FRLSH-989.0-D047 | 0
1016 | LCS-PMA2602B-LV-C01 | LCS-PMA2602B | 5C x 2.5-2XWY FRLSH-0.6-1kV-CLM-LOT1 | 1000 | 5C x 2.5 | 2XWY FRLSH | 0.6-1kV | CLM | Area-11 | LOT1 | 5C x 2.5 CU | 378 | 024 | E1121 -LOT1-0.6-1kV-5C x 2.5-2XWY FRLSH-942.0-D024 | 0
1018 | LCS-PMB2602A-LV-C01 | LCS-PMB2602A | 5C x 2.5-2XWY FRLSH-0.6-1kV-CLM-LOT1 | 1000 | 5C x 2.5 | 2XWY FRLSH | 0.6-1kV | CLM | Area-11 | LOT1 | 5C x 2.5 CU | 366 | 010 | E1121 -LOT1-0.6-1kV-5C x 2.5-2XWY FRLSH-983.0-D010 | 0
1020 | LCS-PM3006B-LV-C01 | LCS-PM3006B | 5C x 2.5-2XWY FRLSH-0.6-1kV-CLM-LOT1 | 1000 | 5C x 2.5 | 2XWY FRLSH | 0.6-1kV | CLM | Area-17 | LOT1 | 5C x 2.5 CU | 363 | 040 | E1121 -LOT1-0.6-1kV-5C x 2.5-2XWY FRLSH-998.0-D040 | 0
1022 | LCS-PM3007A-LV-C01 | LCS-PM3007A | 5C x 2.5-2XWY FRLSH-0.6-1kV-CLM-LOT1 | 1000 | 5C x 2.5 | 2XWY FRLSH | 0.6-1kV | CLM | Area-17 | LOT1 | 5C x 2.5 CU | 325 | 039 | E1121 -LOT1-0.6-1kV-5C x 2.5-2XWY FRLSH-997.0-D039 | 0
1024 | LCS-PM3018B-LV-C01 | LCS-PM3018B | 5C x 2.5-2XWY FRLSH-0.6-1kV-CLM-LOT1 | 1000 | 5C x 2.5 | 2XWY FRLSH | 0.6-1kV | CLM | Area-17 | LOT1 | 5C x 2.5 CU | 350 | 036 | E1121 -LOT1-0.6-1kV-5C x 2.5-2XWY FRLSH-980.0-D036 | 0

## Sheet4
Serial Drum Number | Type | Cables | Drum Length | Cable and lengths | Drum Number
001 | 2C x 10-2XWY FRLSH-0.6-1kV-CLM-LOT2 | ['DCLVPCC001B-LV-P01', 'DCLVPCC001A-LV-P01', 'DCLVMPDB001B-LV-P01', 'DCLVMPDB001A-LV-P01', 'DCLVMLDB001-LV-P01', 'DCLVMCC003B-LV-P01', 'DCLVMCC003A-LV-P01', 'DCLVMCC002B-LV-P01', 'DCLVMCC002A-LV-P01', 'DCLVMCC001B-LV-P01', 'DCLVMCC001A-LV-P01', 'DCLVEPMCC002-LV-P01', 'DCLVEPMCC002-LV-P01', 'DCLVEPMCC001-LV-P01', 'DCLVEPMCC001-LV-P01', 'DCLVEMLDB001-LV-P01', 'DCLVAPFCR003B-LV-P01', 'DCLVAPFCR003A-LV-P01', 'DCLVAPFCR002B-LV-P01', 'DCLVAPFCR002A-LV-P01', 'DCHVSWBD002B-LV-P01', 'DCHVSWBD002A-LV-P01', 'DCHVSWBD001B-LV-P01', 'DCHVSWBD001A-LV-P01'] | 1223 | [1, ['DCLVPCC001B-LV-P01', 35.0], ['DCLVPCC001A-LV-P01', 32.0], ['DCLVMPDB001B-LV-P01', 33.0], ['DCLVMPDB001A-LV-P01', 33.0], ['DCLVMLDB001-LV-P01', 23.0], ['DCLVMCC003B-LV-P01', 37.0], ['DCLVMCC003A-LV-P01', 39.0], ['DCLVMCC002B-LV-P01', 55.0], ['DCLVMCC002A-LV-P01', 57.0], ['DCLVMCC001B-LV-P01', 70.0], ['DCLVMCC001A-LV-P01', 72.0], ['DCLVEPMCC002-LV-P01', 60.0], ['DCLVEPMCC002-LV-P01', 60.0], ['DCLVEPMCC001-LV-P01', 76.0], ['DCLVEPMCC001-LV-P01', 76.0], ['DCLVEMLDB001-LV-P01', 23.0], ['DCLVAPFCR003B-LV-P01', 65.0], ['DCLVAPFCR003A-LV-P01', 60.0], ['DCLVAPFCR002B-LV-P01', 56.0], ['DCLVAPFCR002A-LV-P01', 52.0], ['DCHVSWBD002B-LV-P01', 40.0], ['DCHVSWBD002A-LV-P01', 42.0], ['DCHVSWBD001B-LV-P01', 65.0], ['DCHVSWBD001A-LV-P01', 62.0]] | E1121 -LOT2-0.6-1kV-2C x 10-2XWY FRLSH-1223.0-D001
002 | 3.5C x 120-A2XFY FRLSH-0.6-1kV-CLM-LOT1 | ['WR2020-LV-P01', 'WR02B-LV-P01'] | 458 | [2, ['WR2020-LV-P01', 428.0], ['WR02B-LV-P01', 30.0]] | -LOT1-0.6-1kV-3.5C x 120-A2XFY FRLSH-458.0-D002
003 | 3.5C x 120-A2XFY FRLSH-0.6-1kV-CLM-LOT1 | ['WR1918-LV-P01', 'WR0705-LV-P01'] | 436 | [3, ['WR1918-LV-P01', 280.0], ['WR0705-LV-P01', 156.0]] | -LOT1-0.6-1kV-3.5C x 120-A2XFY FRLSH-436.0-D003
004 | 3.5C x 120-A2XFY FRLSH-0.6-1kV-CLM-LOT1 | ['WR1817-LV-P01', 'WR0202-LV-P01'] | 474 | [4, ['WR1817-LV-P01', 324.0], ['WR0202-LV-P01', 150.0]] | -LOT1-0.6-1kV-3.5C x 120-A2XFY FRLSH-474.0-D004
005 | 3.5C x 120-A2XFY FRLSH-0.6-1kV-CLM-LOT1 | ['WR1716-LV-P01', 'PDP03-LV-P01'] | 499 | [5, ['WR1716-LV-P01', 421.0], ['PDP03-LV-P01', 78.0]] | -LOT1-0.6-1kV-3.5C x 120-A2XFY FRLSH-499.0-D005
006 | 3.5C x 120-A2XFY FRLSH-0.6-1kV-CLM-LOT1 | ['WR1009-LV-P01', 'SLDB01-LV-P01', 'ELDP3-LV-P01'] | 500 | [6, ['WR1009-LV-P01', 280.0], ['SLDB01-LV-P01', 148.0], ['ELDP3-LV-P01', 72.0]] | -LOT1-0.6-1kV-3.5C x 120-A2XFY FRLSH-500.0-D006
007 | 3.5C x 120-A2XFY FRLSH-0.6-1kV-CLM-LOT1 | ['STP1-LV-P01'] | 430 | [7, ['STP1-LV-P01', 430.0]] | -LOT1-0.6-1kV-3.5C x 120-A2XFY FRLSH-430.0-D007
008 | 3.5C x 120-A2XFY FRLSH-0.6-1kV-CLM-LOT1 | ['SLDB02-LV-P01', 'PDP02-LV-P01'] | 456 | [8, ['SLDB02-LV-P01', 378.0], ['PDP02-LV-P01', 78.0]] | -LOT1-0.6-1kV-3.5C x 120-A2XFY FRLSH-456.0-D008
009 | 3.5C x 120-A2XFY FRLSH-0.6-1kV-CLM-LOT1 | ['PPML-LV-P01', 'PDP20-LV-P01', 'PDP19-LV-P01', 'LDP02B-LV-P01'] | 478 | [9, ['PPML-LV-P01', 134.0], ['PDP20-LV-P01', 133.0], ['PDP19-LV-P01', 133.0], ['LDP02B-LV-P01', 78.0]] | -LOT1-0.6-1kV-3.5C x 120-A2XFY FRLSH-478.0-D009
010 | 3.5C x 120-A2XFY FRLSH-0.6-1kV-CLM-LOT1 | ['PDP18-LV-P01', 'LDP02A-LV-P01'] | 448 | [10, ['PDP18-LV-P01', 370.0], ['LDP02A-LV-P01', 78.0]] | -LOT1-0.6-1kV-3.5C x 120-A2XFY FRLSH-448.0-D010
011 | 3.5C x 120-A2XFY FRLSH-0.6-1kV-CLM-LOT1 | ['PDP17-LV-P01', 'PDP05-LV-P01'] | 500 | [11, ['PDP17-LV-P01', 363.0], ['PDP05-LV-P01', 137.0]] | -LOT1-0.6-1kV-3.5C x 120-A2XFY FRLSH-500.0-D011
012 | 3.5C x 120-A2XFY FRLSH-0.6-1kV-CLM-LOT1 | ['PDP16-LV-P01', 'PDP15-LV-P01'] | 497 | [12, ['PDP16-LV-P01', 348.0], ['PDP15-LV-P01', 149.0]] | -LOT1-0.6-1kV-3.5C x 120-A2XFY FRLSH-497.0-D012
013 | 3.5C x 120-A2XFY FRLSH-0.6-1kV-CLM-LOT1 | ['PDP14-LV-P01', 'PDP12-LV-P01', 'ELDP2-LV-P01'] | 497 | [13, ['PDP14-LV-P01', 208.0], ['PDP12-LV-P01', 180.0], ['ELDP2-LV-P01', 109.0]] | -LOT1-0.6-1kV-3.5C x 120-A2XFY FRLSH-497.0-D013
014 | 3.5C x 120-A2XFY FRLSH-0.6-1kV-CLM-LOT1 | ['PDP13-LV-P01', 'PDP06-LV-P01'] | 499 | [14, ['PDP13-LV-P01', 343.0], ['PDP06-LV-P01', 156.0]] | -LOT1-0.6-1kV-3.5C x 120-A2XFY FRLSH-499.0-D014
015 | 3.5C x 120-A2XFY FRLSH-0.6-1kV-CLM-LOT1 | ['PDP11-LV-P01', 'PDP01-LV-P01'] | 433 | [15, ['PDP11-LV-P01', 293.0], ['PDP01-LV-P01', 140.0]] | -LOT1-0.6-1kV-3.5C x 120-A2XFY FRLSH-433.0-D015
016 | 3.5C x 120-A2XFY FRLSH-0.6-1kV-CLM-LOT1 | ['PDP10-LV-P01', 'LDP04-LV-P01'] | 500 | [16, ['PDP10-LV-P01', 353.0], ['LDP04-LV-P01', 147.0]] | -LOT1-0.6-1kV-3.5C x 120-A2XFY FRLSH-500.0-D016
017 | 3.5C x 120-A2XFY FRLSH-0.6-1kV-CLM-LOT1 | ['PDP09-LV-P01', 'PDP08-LV-P01'] | 482 | [17, ['PDP09-LV-P01', 223.0], ['PDP08-LV-P01', 259.0]] | -LOT1-0.6-1kV-3.5C x 120-A2XFY FRLSH-482.0-D017
018 | 3.5C x 120-A2XFY FRLSH-0.6-1kV-CLM-LOT1 | ['PDP07-LV-P01', 'PDP04-LV-P01'] | 432 | [18, ['PDP07-LV-P01', 211.0], ['PDP04-LV-P01', 221.0]] | -LOT1-0.6-1kV-3.5C x 120-A2XFY FRLSH-432.0-D018
019 | 3.5C x 120-A2XFY FRLSH-0.6-1kV-CLM-LOT1 | ['LDP12-LV-P01', 'LDP03-LV-P01'] | 443 | [19, ['LDP12-LV-P01', 297.0], ['LDP03-LV-P01', 146.0]] | -LOT1-0.6-1kV-3.5C x 120-A2XFY FRLSH-443.0-D019
020 | 3.5C x 120-A2XFY FRLSH-0.6-1kV-CLM-LOT1 | ['LDP10-LV-P01', 'LDP07-LV-P01'] | 495 | [20, ['LDP10-LV-P01', 281.0], ['LDP07-LV-P01', 214.0]] | -LOT1-0.6-1kV-3.5C x 120-A2XFY FRLSH-495.0-D020
021 | 3.5C x 120-A2XFY FRLSH-0.6-1kV-CLM-LOT1 | ['LDP05-LV-P01', 'LDP01-LV-P01', 'ESPDP001-LV-P01'] | 493 | [21, ['LDP05-LV-P01', 220.0], ['LDP01-LV-P01', 140.0], ['ESPDP001-LV-P01', 133.0]] | -LOT1-0.6-1kV-3.5C x 120-A2XFY FRLSH-493.0-D021
022 | 3.5C x 120-A2XFY FRLSH-0.6-1kV-CLM-LOT1 | ['ESPDP002-LV-P01'] | 467 | [22, ['ESPDP002-LV-P01', 467.0]] | -LOT1-0.6-1kV-3.5C x 120-A2XFY FRLSH-467.0-D022
023 | 3.5C x 120-A2XFY FRLSH-0.6-1kV-CLM-LOT1 | ['ELDP8-LV-P01', 'ELDP7-LV-P01'] | 484 | [23, ['ELDP8-LV-P01', 272.0], ['ELDP7-LV-P01', 212.0]] | -LOT1-0.6-1kV-3.5C x 120-A2XFY FRLSH-484.0-D023
024 | 3.5C x 120-A2XFY FRLSH-0.6-1kV-CLM-LOT1 | ['ELDP6-LV-P01', 'ELDP5-LV-P01', 'ELDP4-LV-P01'] | 499 | [24, ['ELDP6-LV-P01', 212.0], ['ELDP5-LV-P01', 156.0], ['ELDP4-LV-P01', 131.0]] | -LOT1-0.6-1kV-3.5C x 120-A2XFY FRLSH-499.0-D024
025 | 3.5C x 120-A2XFY FRLSH-0.6-1kV-CLM-LOT1 | ['ELDP13-LV-P01', 'ELDP10-LV-P01'] | 499 | [25, ['ELDP13-LV-P01', 297.0], ['ELDP10-LV-P01', 202.0]] | -LOT1-0.6-1kV-3.5C x 120-A2XFY FRLSH-499.0-D025
026 | 3.5C x 120-A2XFY FRLSH-0.6-1kV-CLM-LOT1 | ['ELDP11-LV-P01', 'ELDP1-LV-P01'] | 483 | [26, ['ELDP11-LV-P01', 343.0], ['ELDP1-LV-P01', 140.0]] | -LOT1-0.6-1kV-3.5C x 120-A2XFY FRLSH-483.0-D026

## Sheet5
Sr.No. | Cable Tag | To Equipment Tag No. | Type | Max Drum Length | Cable Size | Cable Type | Service Voltage | Area | Sub-Area | LOT | Core Identification | Cable Length | Consolidated Drum Serial Number | Consolidated Drum Number | Jointing Kits
1172 | DCHVSWBD001A-LV-P01 | DCHVSWBD001A | 2C x 10-2XWY FRLSH-0.6-1kV-CLM-LOT2 | 1500 | 2C x 10 | 2XWY FRLSH | 0.6-1kV | CLM | Area-02 | LOT2 | 2C x 10 CU | 62 | 001 | E1121 -LOT2-0.6-1kV-2C x 10-2XWY FRLSH-1223.0-D001 | 0
1173 | DCHVSWBD001B-LV-P01 | DCHVSWBD001B | 2C x 10-2XWY FRLSH-0.6-1kV-CLM-LOT2 | 1500 | 2C x 10 | 2XWY FRLSH | 0.6-1kV | CLM | Area-02 | LOT2 | 2C x 10 CU | 65 | 001 | E1121 -LOT2-0.6-1kV-2C x 10-2XWY FRLSH-1223.0-D001 | 0
1174 | DCHVSWBD002A-LV-P01 | DCHVSWBD002A | 2C x 10-2XWY FRLSH-0.6-1kV-CLM-LOT2 | 1500 | 2C x 10 | 2XWY FRLSH | 0.6-1kV | CLM | Area-02 | LOT2 | 2C x 10 CU | 42 | 001 | E1121 -LOT2-0.6-1kV-2C x 10-2XWY FRLSH-1223.0-D001 | 0
1175 | DCHVSWBD002B-LV-P01 | DCHVSWBD002B | 2C x 10-2XWY FRLSH-0.6-1kV-CLM-LOT2 | 1500 | 2C x 10 | 2XWY FRLSH | 0.6-1kV | CLM | Area-02 | LOT2 | 2C x 10 CU | 40 | 001 | E1121 -LOT2-0.6-1kV-2C x 10-2XWY FRLSH-1223.0-D001 | 0
1176 | DCLVPCC001A-LV-P01 | DCLVPCC001A | 2C x 10-2XWY FRLSH-0.6-1kV-CLM-LOT2 | 1500 | 2C x 10 | 2XWY FRLSH | 0.6-1kV | CLM | Area-02 | LOT2 | 2C x 10 CU | 32 | 001 | E1121 -LOT2-0.6-1kV-2C x 10-2XWY FRLSH-1223.0-D001 | 0
1177 | DCLVPCC001B-LV-P01 | DCLVPCC001B | 2C x 10-2XWY FRLSH-0.6-1kV-CLM-LOT2 | 1500 | 2C x 10 | 2XWY FRLSH | 0.6-1kV | CLM | Area-02 | LOT2 | 2C x 10 CU | 35 | 001 | E1121 -LOT2-0.6-1kV-2C x 10-2XWY FRLSH-1223.0-D001 | 0
1180 | DCLVEPMCC001-LV-P01 | DCLVEPMCC001 | 2C x 10-2XWY FRLSH-0.6-1kV-CLM-LOT2 | 1500 | 2C x 10 | 2XWY FRLSH | 0.6-1kV | CLM | Area-02 | LOT2 | 2C x 10 CU | 76 | 001,001 | E1121 -LOT2-0.6-1kV-2C x 10-2XWY FRLSH-1223.0-D001,E1121 -LOT2-0.6-1kV-2C x 10-2XWY FRLSH-1223.0-D001 | 1
1181 | DCLVEPMCC001-LV-P01 | DCLVEPMCC001 | 2C x 10-2XWY FRLSH-0.6-1kV-CLM-LOT2 | 1500 | 2C x 10 | 2XWY FRLSH | 0.6-1kV | CLM | Area-02 | LOT2 | 2C x 10 CU | 76 | 001,001 | E1121 -LOT2-0.6-1kV-2C x 10-2XWY FRLSH-1223.0-D001,E1121 -LOT2-0.6-1kV-2C x 10-2XWY FRLSH-1223.0-D001 | 1
1182 | DCLVEPMCC002-LV-P01 | DCLVEPMCC002 | 2C x 10-2XWY FRLSH-0.6-1kV-CLM-LOT2 | 1500 | 2C x 10 | 2XWY FRLSH | 0.6-1kV | CLM | Area-02 | LOT2 | 2C x 10 CU | 60 | 001,001 | E1121 -LOT2-0.6-1kV-2C x 10-2XWY FRLSH-1223.0-D001,E1121 -LOT2-0.6-1kV-2C x 10-2XWY FRLSH-1223.0-D001 | 1
1183 | DCLVEPMCC002-LV-P01 | DCLVEPMCC002 | 2C x 10-2XWY FRLSH-0.6-1kV-CLM-LOT2 | 1500 | 2C x 10 | 2XWY FRLSH | 0.6-1kV | CLM | Area-02 | LOT2 | 2C x 10 CU | 60 | 001,001 | E1121 -LOT2-0.6-1kV-2C x 10-2XWY FRLSH-1223.0-D001,E1121 -LOT2-0.6-1kV-2C x 10-2XWY FRLSH-1223.0-D001 | 1
1184 | DCLVMCC001A-LV-P01 | DCLVMCC001A | 2C x 10-2XWY FRLSH-0.6-1kV-CLM-LOT2 | 1500 | 2C x 10 | 2XWY FRLSH | 0.6-1kV | CLM | Area-02 | LOT2 | 2C x 10 CU | 72 | 001 | E1121 -LOT2-0.6-1kV-2C x 10-2XWY FRLSH-1223.0-D001 | 0
1185 | DCLVMCC001B-LV-P01 | DCLVMCC001B | 2C x 10-2XWY FRLSH-0.6-1kV-CLM-LOT2 | 1500 | 2C x 10 | 2XWY FRLSH | 0.6-1kV | CLM | Area-02 | LOT2 | 2C x 10 CU | 70 | 001 | E1121 -LOT2-0.6-1kV-2C x 10-2XWY FRLSH-1223.0-D001 | 0
1186 | DCLVMCC002A-LV-P01 | DCLVMCC002A | 2C x 10-2XWY FRLSH-0.6-1kV-CLM-LOT2 | 1500 | 2C x 10 | 2XWY FRLSH | 0.6-1kV | CLM | Area-02 | LOT2 | 2C x 10 CU | 57 | 001 | E1121 -LOT2-0.6-1kV-2C x 10-2XWY FRLSH-1223.0-D001 | 0
1187 | DCLVMCC002B-LV-P01 | DCLVMCC002B | 2C x 10-2XWY FRLSH-0.6-1kV-CLM-LOT2 | 1500 | 2C x 10 | 2XWY FRLSH | 0.6-1kV | CLM | Area-02 | LOT2 | 2C x 10 CU | 55 | 001 | E1121 -LOT2-0.6-1kV-2C x 10-2XWY FRLSH-1223.0-D001 | 0
1188 | DCLVMCC003A-LV-P01 | DCLVMCC003A | 2C x 10-2XWY FRLSH-0.6-1kV-CLM-LOT2 | 1500 | 2C x 10 | 2XWY FRLSH | 0.6-1kV | CLM | Area-02 | LOT2 | 2C x 10 CU | 39 | 001 | E1121 -LOT2-0.6-1kV-2C x 10-2XWY FRLSH-1223.0-D001 | 0
1189 | DCLVMCC003B-LV-P01 | DCLVMCC003B | 2C x 10-2XWY FRLSH-0.6-1kV-CLM-LOT2 | 1500 | 2C x 10 | 2XWY FRLSH | 0.6-1kV | CLM | Area-02 | LOT2 | 2C x 10 CU | 37 | 001 | E1121 -LOT2-0.6-1kV-2C x 10-2XWY FRLSH-1223.0-D001 | 0
1190 | DCLVMPDB001A-LV-P01 | DCLVMPDB001A | 2C x 10-2XWY FRLSH-0.6-1kV-CLM-LOT2 | 1500 | 2C x 10 | 2XWY FRLSH | 0.6-1kV | CLM | Area-02 | LOT2 | 2C x 10 CU | 33 | 001 | E1121 -LOT2-0.6-1kV-2C x 10-2XWY FRLSH-1223.0-D001 | 0
1191 | DCLVMPDB001B-LV-P01 | DCLVMPDB001B | 2C x 10-2XWY FRLSH-0.6-1kV-CLM-LOT2 | 1500 | 2C x 10 | 2XWY FRLSH | 0.6-1kV | CLM | Area-02 | LOT2 | 2C x 10 CU | 33 | 001 | E1121 -LOT2-0.6-1kV-2C x 10-2XWY FRLSH-1223.0-D001 | 0
1192 | DCLVMLDB001-LV-P01 | DCLVMLDB001 | 2C x 10-2XWY FRLSH-0.6-1kV-CLM-LOT2 | 1500 | 2C x 10 | 2XWY FRLSH | 0.6-1kV | CLM | Area-02 | LOT2 | 2C x 10 CU | 23 | 001 | E1121 -LOT2-0.6-1kV-2C x 10-2XWY FRLSH-1223.0-D001 | 0
1193 | DCLVEMLDB001-LV-P01 | DCLVEMLDB001 | 2C x 10-2XWY FRLSH-0.6-1kV-CLM-LOT2 | 1500 | 2C x 10 | 2XWY FRLSH | 0.6-1kV | CLM | Area-02 | LOT2 | 2C x 10 CU | 23 | 001 | E1121 -LOT2-0.6-1kV-2C x 10-2XWY FRLSH-1223.0-D001 | 0
1203 | DCLVAPFCR002A-LV-P01 | DCLVAPFCR002A | 2C x 10-2XWY FRLSH-0.6-1kV-CLM-LOT2 | 1500 | 2C x 10 | 2XWY FRLSH | 0.6-1kV | CLM | Area-02 | LOT2 | 2C x 10 CU | 52 | 001 | E1121 -LOT2-0.6-1kV-2C x 10-2XWY FRLSH-1223.0-D001 | 0
1204 | DCLVAPFCR002B-LV-P01 | DCLVAPFCR002B | 2C x 10-2XWY FRLSH-0.6-1kV-CLM-LOT2 | 1500 | 2C x 10 | 2XWY FRLSH | 0.6-1kV | CLM | Area-02 | LOT2 | 2C x 10 CU | 56 | 001 | E1121 -LOT2-0.6-1kV-2C x 10-2XWY FRLSH-1223.0-D001 | 0
1205 | DCLVAPFCR003A-LV-P01 | DCLVAPFCR003A | 2C x 10-2XWY FRLSH-0.6-1kV-CLM-LOT2 | 1500 | 2C x 10 | 2XWY FRLSH | 0.6-1kV | CLM | Area-02 | LOT2 | 2C x 10 CU | 60 | 001 | E1121 -LOT2-0.6-1kV-2C x 10-2XWY FRLSH-1223.0-D001 | 0
1206 | DCLVAPFCR003B-LV-P01 | DCLVAPFCR003B | 2C x 10-2XWY FRLSH-0.6-1kV-CLM-LOT2 | 1500 | 2C x 10 | 2XWY FRLSH | 0.6-1kV | CLM | Area-02 | LOT2 | 2C x 10 CU | 65 | 001 | E1121 -LOT2-0.6-1kV-2C x 10-2XWY FRLSH-1223.0-D001 | 0
1071 | PDP11-LV-P01 | PDP11 | 3.5C x 120-A2XFY FRLSH-0.6-1kV-CLM-LOT1 | 500 | 3.5C x 120 | A2XFY FRLSH | 0.6-1kV | CLM | Area-11 | LOT1 | 3.5C x 120 AL | 293 | 015 | -LOT1-0.6-1kV-3.5C x 120-A2XFY FRLSH-433.0-D015 | 0
1072 | PDP13-LV-P01 | PDP13 | 3.5C x 120-A2XFY FRLSH-0.6-1kV-CLM-LOT1 | 500 | 3.5C x 120 | A2XFY FRLSH | 0.6-1kV | CLM | Area-05 | LOT1 | 3.5C x 120 AL | 343 | 014 | -LOT1-0.6-1kV-3.5C x 120-A2XFY FRLSH-499.0-D014 | 0
1073 | PDP15-LV-P01 | PDP15 | 3.5C x 120-A2XFY FRLSH-0.6-1kV-CLM-LOT1 | 500 | 3.5C x 120 | A2XFY FRLSH | 0.6-1kV | CLM | CB | LOT1 | 3.5C x 120 AL | 149 | 012 | -LOT1-0.6-1kV-3.5C x 120-A2XFY FRLSH-497.0-D012 | 0
1075 | PDP20-LV-P01 | PDP20 | 3.5C x 120-A2XFY FRLSH-0.6-1kV-CLM-LOT1 | 500 | 3.5C x 120 | A2XFY FRLSH | 0.6-1kV | CLM | CB | LOT1 | 3.5C x 120 AL | 133 | 009 | -LOT1-0.6-1kV-3.5C x 120-A2XFY FRLSH-478.0-D009 | 0
1081 | WR2121-LV-P01 | WR2121 | 3.5C x 120-A2XFY FRLSH-0.6-1kV-CLM-LOT1 | 500 | 3.5C x 120 | A2XFY FRLSH | 0.6-1kV | CLM | Area-21 | LOT1 | 3.5C x 120 AL | 280 | 001 | -LOT1-0.6-1kV-3.5C x 120-A2XFY FRLSH-480.0-D001 | 0
1083 | WR1009-LV-P01 | WR1009 | 3.5C x 120-A2XFY FRLSH-0.6-1kV-CLM-LOT1 | 500 | 3.5C x 120 | A2XFY FRLSH | 0.6-1kV | CLM | Area-09 | LOT1 | 3.5C x 120 AL | 280 | 006 | -LOT1-0.6-1kV-3.5C x 120-A2XFY FRLSH-500.0-D006 | 0
1087 | LDP01-LV-P01 | LDP01 | 3.5C x 120-A2XFY FRLSH-0.6-1kV-CLM-LOT1 | 500 | 3.5C x 120 | A2XFY FRLSH | 0.6-1kV | CLM | SS | LOT1 | 3.5C x 120 AL | 140 | 021 | -LOT1-0.6-1kV-3.5C x 120-A2XFY FRLSH-493.0-D021 | 0
1088 | LDP02A-LV-P01 | LDP02A | 3.5C x 120-A2XFY FRLSH-0.6-1kV-CLM-LOT1 | 500 | 3.5C x 120 | A2XFY FRLSH | 0.6-1kV | CLM | CB | LOT1 | 3.5C x 120 AL | 78 | 010 | -LOT1-0.6-1kV-3.5C x 120-A2XFY FRLSH-448.0-D010 | 0
1089 | LDP02B-LV-P01 | LDP02B | 3.5C x 120-A2XFY FRLSH-0.6-1kV-CLM-LOT1 | 500 | 3.5C x 120 | A2XFY FRLSH | 0.6-1kV | CLM | CB | LOT1 | 3.5C x 120 AL | 78 | 009 | -LOT1-0.6-1kV-3.5C x 120-A2XFY FRLSH-478.0-D009 | 0
1090 | LDP03-LV-P01 | LDP03 | 3.5C x 120-A2XFY FRLSH-0.6-1kV-CLM-LOT1 | 500 | 3.5C x 120 | A2XFY FRLSH | 0.6-1kV | CLM | Area-03 | LOT1 | 3.5C x 120 AL | 146 | 019 | -LOT1-0.6-1kV-3.5C x 120-A2XFY FRLSH-443.0-D019 | 0
1091 | LDP04-LV-P01 | LDP04 | 3.5C x 120-A2XFY FRLSH-0.6-1kV-CLM-LOT1 | 500 | 3.5C x 120 | A2XFY FRLSH | 0.6-1kV | CLM | Area-06 | LOT1 | 3.5C x 120 AL | 147 | 016 | -LOT1-0.6-1kV-3.5C x 120-A2XFY FRLSH-500.0-D016 | 0
1092 | LDP05-LV-P01 | LDP05 | 3.5C x 120-A2XFY FRLSH-0.6-1kV-CLM-LOT1 | 500 | 3.5C x 120 | A2XFY FRLSH | 0.6-1kV | CLM | Area-08 | LOT1 | 3.5C x 120 AL | 220 | 021 | -LOT1-0.6-1kV-3.5C x 120-A2XFY FRLSH-493.0-D021 | 0
1094 | LDP07-LV-P01 | LDP07 | 3.5C x 120-A2XFY FRLSH-0.6-1kV-CLM-LOT1 | 500 | 3.5C x 120 | A2XFY FRLSH | 0.6-1kV | CLM | Area-12 | LOT1 | 3.5C x 120 AL | 214 | 020 | -LOT1-0.6-1kV-3.5C x 120-A2XFY FRLSH-495.0-D020 | 0
1097 | LDP10-LV-P01 | LDP10 | 3.5C x 120-A2XFY FRLSH-0.6-1kV-CLM-LOT1 | 500 | 3.5C x 120 | A2XFY FRLSH | 0.6-1kV | CLM | Area-01 | LOT1 | 3.5C x 120 AL | 281 | 020 | -LOT1-0.6-1kV-3.5C x 120-A2XFY FRLSH-495.0-D020 | 0
1099 | LDP12-LV-P01 | LDP12 | 3.5C x 120-A2XFY FRLSH-0.6-1kV-CLM-LOT1 | 500 | 3.5C x 120 | A2XFY FRLSH | 0.6-1kV | CLM | Area-01 | LOT1 | 3.5C x 120 AL | 297 | 019 | -LOT1-0.6-1kV-3.5C x 120-A2XFY FRLSH-443.0-D019 | 0
1100 | SLDB01-LV-P01 | SLDB01 | 3.5C x 120-A2XFY FRLSH-0.6-1kV-CLM-LOT1 | 500 | 3.5C x 120 | A2XFY FRLSH | 0.6-1kV | CLM |  | LOT1 | 3.5C x 120 AL | 148 | 006 | -LOT1-0.6-1kV-3.5C x 120-A2XFY FRLSH-500.0-D006 | 0
1101 | SLDB02-LV-P01 | SLDB02 | 3.5C x 120-A2XFY FRLSH-0.6-1kV-CLM-LOT1 | 500 | 3.5C x 120 | A2XFY FRLSH | 0.6-1kV | CLM | Area-09 | LOT1 | 3.5C x 120 AL | 378 | 008 | -LOT1-0.6-1kV-3.5C x 120-A2XFY FRLSH-456.0-D008 | 0
1103 | ELDP1-LV-P01 | ELDP1 | 3.5C x 120-A2XFY FRLSH-0.6-1kV-CLM-LOT1 | 500 | 3.5C x 120 | A2XFY FRLSH | 0.6-1kV | CLM | SS | LOT1 | 3.5C x 120 AL | 140 | 026 | -LOT1-0.6-1kV-3.5C x 120-A2XFY FRLSH-483.0-D026 | 0
1104 | ELDP2-LV-P01 | ELDP2 | 3.5C x 120-A2XFY FRLSH-0.6-1kV-CLM-LOT1 | 500 | 3.5C x 120 | A2XFY FRLSH | 0.6-1kV | CLM | CB | LOT1 | 3.5C x 120 AL | 109 | 013 | -LOT1-0.6-1kV-3.5C x 120-A2XFY FRLSH-497.0-D013 | 0
1105 | ELDP3-LV-P01 | ELDP3 | 3.5C x 120-A2XFY FRLSH-0.6-1kV-CLM-LOT1 | 500 | 3.5C x 120 | A2XFY FRLSH | 0.6-1kV | CLM | CB | LOT1 | 3.5C x 120 AL | 72 | 006 | -LOT1-0.6-1kV-3.5C x 120-A2XFY FRLSH-500.0-D006 | 0
1106 | ELDP4-LV-P01 | ELDP4 | 3.5C x 120-A2XFY FRLSH-0.6-1kV-CLM-LOT1 | 500 | 3.5C x 120 | A2XFY FRLSH | 0.6-1kV | CLM | Area-03 | LOT1 | 3.5C x 120 AL | 131 | 024 | -LOT1-0.6-1kV-3.5C x 120-A2XFY FRLSH-499.0-D024 | 0
1107 | ELDP5-LV-P01 | ELDP5 | 3.5C x 120-A2XFY FRLSH-0.6-1kV-CLM-LOT1 | 500 | 3.5C x 120 | A2XFY FRLSH | 0.6-1kV | CLM | Area-06 | LOT1 | 3.5C x 120 AL | 156 | 024 | -LOT1-0.6-1kV-3.5C x 120-A2XFY FRLSH-499.0-D024 | 0
1108 | ELDP6-LV-P01 | ELDP6 | 3.5C x 120-A2XFY FRLSH-0.6-1kV-CLM-LOT1 | 500 | 3.5C x 120 | A2XFY FRLSH | 0.6-1kV | CLM | Area-08 | LOT1 | 3.5C x 120 AL | 212 | 024 | -LOT1-0.6-1kV-3.5C x 120-A2XFY FRLSH-499.0-D024 | 0
1109 | ELDP7-LV-P01 | ELDP7 | 3.5C x 120-A2XFY FRLSH-0.6-1kV-CLM-LOT1 | 500 | 3.5C x 120 | A2XFY FRLSH | 0.6-1kV | CLM | Area-14 | LOT1 | 3.5C x 120 AL | 212 | 023 | -LOT1-0.6-1kV-3.5C x 120-A2XFY FRLSH-484.0-D023 | 0
1110 | ELDP8-LV-P01 | ELDP8 | 3.5C x 120-A2XFY FRLSH-0.6-1kV-CLM-LOT1 | 500 | 3.5C x 120 | A2XFY FRLSH | 0.6-1kV | CLM | Area-12 | LOT1 | 3.5C x 120 AL | 272 | 023 | -LOT1-0.6-1kV-3.5C x 120-A2XFY FRLSH-484.0-D023 | 0
1112 | ELDP10-LV-P01 | ELDP10 | 3.5C x 120-A2XFY FRLSH-0.6-1kV-CLM-LOT1 | 500 | 3.5C x 120 | A2XFY FRLSH | 0.6-1kV | CLM | Area-01 | LOT1 | 3.5C x 120 AL | 202 | 025 | -LOT1-0.6-1kV-3.5C x 120-A2XFY FRLSH-499.0-D025 | 0
1113 | ELDP11-LV-P01 | ELDP11 | 3.5C x 120-A2XFY FRLSH-0.6-1kV-CLM-LOT1 | 500 | 3.5C x 120 | A2XFY FRLSH | 0.6-1kV | CLM | Area-05 | LOT1 | 3.5C x 120 AL | 343 | 026 | -LOT1-0.6-1kV-3.5C x 120-A2XFY FRLSH-483.0-D026 | 0
1114 | ELDP13-LV-P01 | ELDP13 | 3.5C x 120-A2XFY FRLSH-0.6-1kV-CLM-LOT1 | 500 | 3.5C x 120 | A2XFY FRLSH | 0.6-1kV | CLM | Area-09 | LOT1 | 3.5C x 120 AL | 297 | 025 | -LOT1-0.6-1kV-3.5C x 120-A2XFY FRLSH-499.0-D025 | 0
1194 | WR0202-LV-P01 | WR0202 | 3.5C x 120-A2XFY FRLSH-0.6-1kV-CLM-LOT1 | 500 | 3.5C x 120 | A2XFY FRLSH | 0.6-1kV | CLM | Area-02 | LOT1 | 3.5C x 120 AL | 150 | 004 | -LOT1-0.6-1kV-3.5C x 120-A2XFY FRLSH-474.0-D004 | 0
1196 | WR0705-LV-P01 | WR0705 | 3.5C x 120-A2XFY FRLSH-0.6-1kV-CLM-LOT1 | 500 | 3.5C x 120 | A2XFY FRLSH | 0.6-1kV | CLM | Area-05 | LOT1 | 3.5C x 120 AL | 156 | 003 | -LOT1-0.6-1kV-3.5C x 120-A2XFY FRLSH-436.0-D003 | 0
1197 | WR1313-LV-P01 | WR1313 | 3.5C x 120-A2XFY FRLSH-0.6-1kV-CLM-LOT1 | 500 | 3.5C x 120 | A2XFY FRLSH | 0.6-1kV | CLM | Area-13 | LOT1 | 3.5C x 120 AL | 200 | 001 | -LOT1-0.6-1kV-3.5C x 120-A2XFY FRLSH-480.0-D001 | 0
1200 | WR02B-LV-P01 | WR02B | 3.5C x 120-A2XFY FRLSH-0.6-1kV-CLM-LOT1 | 500 | 3.5C x 120 | A2XFY FRLSH | 0.6-1kV | CLM | Area-01 | LOT1 | 3.5C x 120 AL | 30 | 002 | -LOT1-0.6-1kV-3.5C x 120-A2XFY FRLSH-458.0-D002 | 0

## Sheet6
Serial Drum Number | Type | Cables | Drum Length | Cable and lengths | Drum Number
001 | 4C x 120-A2XFY FRLSH-0.6-1kV-CLM-LOT1 | ['ACUPS001C-LV-P02', 'ACUPS001C-LV-P01', 'ACUPS001B-LV-P02', 'ACUPS001B-LV-P01'] | 496 | [1, ['ACUPS001C-LV-P02', 134.0], ['ACUPS001C-LV-P01', 134.0], ['ACUPS001B-LV-P02', 114.0], ['ACUPS001B-LV-P01', 114.0]] | E1121 -LOT1-0.6-1kV-4C x 120-A2XFY FRLSH-496.0-D001
002 | 4C x 120-A2XFY FRLSH-0.6-1kV-CLM-LOT1 | ['ACUPS001A-LV-P02', 'ACUPS001A-LV-P01'] | 182 | [2, ['ACUPS001A-LV-P02', 91.0], ['ACUPS001A-LV-P01', 91.0]] | E1121 -LOT1-0.6-1kV-4C x 120-A2XFY FRLSH-182.0-D002
003 | 5C x 2.5-2XWY FRLSH-0.6-1kV-CLM-LOT1 | ['UCP-KM5002A-LV-C01', 'UCP-HHMB501A-LV-C02', 'UCP-HHMA501B-LV-C03', 'UCP-HHMA501A-LV-C03', 'UCP-FMB501BB-LV-C02', 'UCP-FMB501BA-LV-C02', 'LVPCC002BUSB-LV-C04'] | 988 | [3, ['UCP-KM5002A-LV-C01', 383.0], ['UCP-HHMB501A-LV-C02', 115.0], ['UCP-HHMA501B-LV-C03', 105.0], ['UCP-HHMA501A-LV-C03', 115.0], ['UCP-FMB501BB-LV-C02', 115.0], ['UCP-FMB501BA-LV-C02', 105.0], ['LVPCC002BUSB-LV-C04', 50.0]] | -LOT1-0.6-1kV-5C x 2.5-2XWY FRLSH-988.0-D003
004 | 5C x 2.5-2XWY FRLSH-0.6-1kV-CLM-LOT1 | ['UCP-H5001A1-LV-C02', 'UCP-FMB501AB-LV-C02', 'UCP-FMB501AA-LV-C02', 'UCP-FMA501BB-LV-C02', 'UCP-FMA501BA-LV-C02', 'UCP-FMA501AB-LV-C02', 'TR03B-LV-C02'] | 988 | [4, ['UCP-H5001A1-LV-C02', 358.0], ['UCP-FMB501AB-LV-C02', 115.0], ['UCP-FMB501AA-LV-C02', 105.0], ['UCP-FMA501BB-LV-C02', 105.0], ['UCP-FMA501BA-LV-C02', 115.0], ['UCP-FMA501AB-LV-C02', 105.0], ['TR03B-LV-C02', 85.0]] | -LOT1-0.6-1kV-5C x 2.5-2XWY FRLSH-988.0-D004
005 | 5C x 2.5-2XWY FRLSH-0.6-1kV-CLM-LOT1 | ['UCP-FMA501AA-LV-C02', 'TR03A-LV-C02', 'TR02B-LV-C02', 'TR02A-LV-C02', 'LVPCC002BUSA-LV-C05', 'LVPCC002BUSA-LV-C05', 'LVPCC002BUSA-LV-C04', 'LVPCC001BUSB-LV-C05', 'LVPCC001BUSB-LV-C04', 'LVPCC001BUSA-LV-C04', 'LVAPFC003B-LV-C03', 'LVAPFC003A-LV-C02'] | 950 | [5, ['UCP-FMA501AA-LV-C02', 115.0], ['TR03A-LV-C02', 85.0], ['TR02B-LV-C02', 85.0], ['TR02A-LV-C02', 85.0], ['LVPCC002BUSA-LV-C05', 65.0], ['LVPCC002BUSA-LV-C05', 50.0], ['LVPCC002BUSA-LV-C04', 50.0], ['LVPCC001BUSB-LV-C05', 65.0], ['LVPCC001BUSB-LV-C04', 65.0], ['LVPCC001BUSA-LV-C04', 65.0], ['LVAPFC003B-LV-C03', 110.0], ['LVAPFC003A-LV-C02', 110.0]] | -LOT1-0.6-1kV-5C x 2.5-2XWY FRLSH-950.0-D005
006 | 5C x 2.5-2XWY FRLSH-0.6-1kV-CLM-LOT1 | ['LVAPFC001B-LV-C02', 'LVAPFC001A-LV-C02', 'LCS-UNB1501B-LV-C03', 'LCS-UNB1501A-LV-C03', 'LCS-PMA501BA-LV-C03'] | 998 | [6, ['LVAPFC001B-LV-C02', 110.0], ['LVAPFC001A-LV-C02', 110.0], ['LCS-UNB1501B-LV-C03', 340.0], ['LCS-UNB1501A-LV-C03', 323.0], ['LCS-PMA501BA-LV-C03', 115.0]] | -LOT1-0.6-1kV-5C x 2.5-2XWY FRLSH-998.0-D006
007 | 5C x 2.5-2XWY FRLSH-0.6-1kV-CLM-LOT1 | ['LCS-UNA1501B-LV-C03', 'LCS-UNA1501A-LV-C03', 'LCS-PMB35022-LV-C01', 'LCS-PMA501AA-LV-C03', 'HVSWDB002BUSB-LV-C04'] | 970 | [7, ['LCS-UNA1501B-LV-C03', 268.0], ['LCS-UNA1501A-LV-C03', 255.0], ['LCS-PMB35022-LV-C01', 267.0], ['LCS-PMA501AA-LV-C03', 115.0], ['HVSWDB002BUSB-LV-C04', 65.0]] | -LOT1-0.6-1kV-5C x 2.5-2XWY FRLSH-970.0-D007
008 | 5C x 2.5-2XWY FRLSH-0.6-1kV-CLM-LOT1 | ['LCS-PMB35021-LV-C01', 'LCS-PMB2603B-LV-C01', 'LCS-PMB1851B-LV-C01', 'HVSWDB002BUSB-LV-C03'] | 982 | [8, ['LCS-PMB35021-LV-C01', 267.0], ['LCS-PMB2603B-LV-C01', 376.0], ['LCS-PMB1851B-LV-C01', 274.0], ['HVSWDB002BUSB-LV-C03', 65.0]] | -LOT1-0.6-1kV-5C x 2.5-2XWY FRLSH-982.0-D008
009 | 5C x 2.5-2XWY FRLSH-0.6-1kV-CLM-LOT1 | ['LCS-PMB2603A-LV-C01', 'LCS-PMB2602B-LV-C01', 'LCS-PMB1843B-LV-C01'] | 994 | [9, ['LCS-PMB2603A-LV-C01', 376.0], ['LCS-PMB2602B-LV-C01', 383.0], ['LCS-PMB1843B-LV-C01', 235.0]] | -LOT1-0.6-1kV-5C x 2.5-2XWY FRLSH-994.0-D009
010 | 5C x 2.5-2XWY FRLSH-0.6-1kV-CLM-LOT1 | ['LCS-PMB2602A-LV-C01', 'LCS-PMB2601B-LV-C01', 'LCS-PMB1844-LV-C01'] | 983 | [10, ['LCS-PMB2602A-LV-C01', 366.0], ['LCS-PMB2601B-LV-C01', 371.0], ['LCS-PMB1844-LV-C01', 246.0]] | -LOT1-0.6-1kV-5C x 2.5-2XWY FRLSH-983.0-D010
011 | 5C x 2.5-2XWY FRLSH-0.6-1kV-CLM-LOT1 | ['LCS-PMB2601A-LV-C01', 'LCS-PMB2301B-LV-C01', 'LCS-PMB1841A-LV-C01'] | 999 | [11, ['LCS-PMB2601A-LV-C01', 371.0], ['LCS-PMB2301B-LV-C01', 392.0], ['LCS-PMB1841A-LV-C01', 236.0]] | -LOT1-0.6-1kV-5C x 2.5-2XWY FRLSH-999.0-D011
012 | 5C x 2.5-2XWY FRLSH-0.6-1kV-CLM-LOT1 | ['LCS-PMB2301A-LV-C01', 'LCS-PMB1851A-LV-C01', 'LCS-PMB1843A-LV-C01'] | 937 | [12, ['LCS-PMB2301A-LV-C01', 410.0], ['LCS-PMB1851A-LV-C01', 274.0], ['LCS-PMB1843A-LV-C01', 253.0]] | -LOT1-0.6-1kV-5C x 2.5-2XWY FRLSH-937.0-D012
013 | 5C x 2.5-2XWY FRLSH-0.6-1kV-CLM-LOT1 | ['LCS-PMB1842B-LV-C01', 'LCS-PMB1842A-LV-C01', 'LCS-PMB1841B-LV-C01', 'LCS-PMB1831B-LV-C01'] | 991 | [13, ['LCS-PMB1842B-LV-C01', 248.0], ['LCS-PMB1842A-LV-C01', 248.0], ['LCS-PMB1841B-LV-C01', 254.0], ['LCS-PMB1831B-LV-C01', 241.0]] | -LOT1-0.6-1kV-5C x 2.5-2XWY FRLSH-991.0-D013
014 | 5C x 2.5-2XWY FRLSH-0.6-1kV-CLM-LOT1 | ['LCS-PMB1833B-LV-C01', 'LCS-PMB1833A-LV-C01', 'LCS-PMB1832B-LV-C01', 'LCS-PMA35022-LV-C01'] | 999 | [14, ['LCS-PMB1833B-LV-C01', 254.0], ['LCS-PMB1833A-LV-C01', 254.0], ['LCS-PMB1832B-LV-C01', 258.0], ['LCS-PMA35022-LV-C01', 233.0]] | -LOT1-0.6-1kV-5C x 2.5-2XWY FRLSH-999.0-D014
015 | 5C x 2.5-2XWY FRLSH-0.6-1kV-CLM-LOT1 | ['LCS-PMB1832A-LV-C01', 'LCS-PMB1831A-LV-C01', 'LCS-PMB1824B-LV-C01', 'LCS-PMA1851B-LV-C01'] | 971 | [15, ['LCS-PMB1832A-LV-C01', 258.0], ['LCS-PMB1831A-LV-C01', 259.0], ['LCS-PMB1824B-LV-C01', 264.0], ['LCS-PMA1851B-LV-C01', 190.0]] | -LOT1-0.6-1kV-5C x 2.5-2XWY FRLSH-971.0-D015
016 | 5C x 2.5-2XWY FRLSH-0.6-1kV-CLM-LOT1 | ['LCS-PMB1824A-LV-C01', 'LCS-PMB1823B-LV-C01', 'LCS-PMB1823A-LV-C01', 'LCS-PMA1851A-LV-C01'] | 970 | [16, ['LCS-PMB1824A-LV-C01', 264.0], ['LCS-PMB1823B-LV-C01', 249.0], ['LCS-PMB1823A-LV-C01', 267.0], ['LCS-PMA1851A-LV-C01', 190.0]] | -LOT1-0.6-1kV-5C x 2.5-2XWY FRLSH-970.0-D016
017 | 5C x 2.5-2XWY FRLSH-0.6-1kV-CLM-LOT1 | ['LCS-PMB1822B-LV-C01', 'LCS-PMB1822A-LV-C01', 'LCS-PMB1821B-LV-C01', 'LCS-PMA1844-LV-C01'] | 956 | [17, ['LCS-PMB1822B-LV-C01', 269.0], ['LCS-PMB1822A-LV-C01', 269.0], ['LCS-PMB1821B-LV-C01', 255.0], ['LCS-PMA1844-LV-C01', 163.0]] | -LOT1-0.6-1kV-5C x 2.5-2XWY FRLSH-956.0-D017
018 | 5C x 2.5-2XWY FRLSH-0.6-1kV-CLM-LOT1 | ['LCS-PMB1821A-LV-C01', 'LCS-PMB1801B-LV-C01', 'LCS-PMB1801A-LV-C01', 'LCS-PMA35021-LV-C01'] | 999 | [18, ['LCS-PMB1821A-LV-C01', 274.0], ['LCS-PMB1801B-LV-C01', 246.0], ['LCS-PMB1801A-LV-C01', 246.0], ['LCS-PMA35021-LV-C01', 233.0]] | -LOT1-0.6-1kV-5C x 2.5-2XWY FRLSH-999.0-D018
019 | 5C x 2.5-2XWY FRLSH-0.6-1kV-CLM-LOT1 | ['LCS-PMB1502B-LV-C02', 'LCS-PMB1502A-LV-C02', 'LCS-PMB1501B-LV-C01', 'HVSWDB002BUSB-LV-C02'] | 982 | [19, ['LCS-PMB1502B-LV-C02', 277.0], ['LCS-PMB1502A-LV-C02', 313.0], ['LCS-PMB1501B-LV-C01', 327.0], ['HVSWDB002BUSB-LV-C02', 65.0]] | -LOT1-0.6-1kV-5C x 2.5-2XWY FRLSH-982.0-D019
020 | 5C x 2.5-2XWY FRLSH-0.6-1kV-CLM-LOT1 | ['LCS-PMB1501A-LV-C01', 'LCS-PMB1403B-LV-C01', 'LCS-PMB1403A-LV-C01', 'HVSWDB002BUSA-LV-C04'] | 944 | [20, ['LCS-PMB1501A-LV-C01', 314.0], ['LCS-PMB1403B-LV-C01', 274.0], ['LCS-PMB1403A-LV-C01', 291.0], ['HVSWDB002BUSA-LV-C04', 65.0]] | -LOT1-0.6-1kV-5C x 2.5-2XWY FRLSH-944.0-D020
021 | 5C x 2.5-2XWY FRLSH-0.6-1kV-CLM-LOT1 | ['LCS-PMB1401B-LV-C01', 'LCS-PMB1401A-LV-C01', 'LCS-PMB1305-LV-C01', 'LCS-PMA1843B-LV-C01'] | 972 | [21, ['LCS-PMB1401B-LV-C01', 279.0], ['LCS-PMB1401A-LV-C01', 262.0], ['LCS-PMB1305-LV-C01', 244.0], ['LCS-PMA1843B-LV-C01', 187.0]] | -LOT1-0.6-1kV-5C x 2.5-2XWY FRLSH-972.0-D021
022 | 5C x 2.5-2XWY FRLSH-0.6-1kV-CLM-LOT1 | ['LCS-PMB1302B-LV-C01', 'LCS-PMB1302A-LV-C01', 'LCS-PMB1301B-LV-C01', 'LCS-PMA1843A-LV-C01'] | 958 | [22, ['LCS-PMB1302B-LV-C01', 267.0], ['LCS-PMB1302A-LV-C01', 267.0], ['LCS-PMB1301B-LV-C01', 255.0], ['LCS-PMA1843A-LV-C01', 169.0]] | -LOT1-0.6-1kV-5C x 2.5-2XWY FRLSH-958.0-D022
023 | 5C x 2.5-2XWY FRLSH-0.6-1kV-CLM-LOT1 | ['LCS-PMB1301A-LV-C01', 'LCS-PMA2603B-LV-C01', 'LCS-PMA2603A-LV-C01'] | 975 | [23, ['LCS-PMB1301A-LV-C01', 255.0], ['LCS-PMA2603B-LV-C01', 360.0], ['LCS-PMA2603A-LV-C01', 360.0]] | -LOT1-0.6-1kV-5C x 2.5-2XWY FRLSH-975.0-D023
024 | 5C x 2.5-2XWY FRLSH-0.6-1kV-CLM-LOT1 | ['LCS-PMA2602B-LV-C01', 'LCS-PMA2602A-LV-C01', 'LCS-PMA1842B-LV-C01'] | 942 | [24, ['LCS-PMA2602B-LV-C01', 378.0], ['LCS-PMA2602A-LV-C01', 395.0], ['LCS-PMA1842B-LV-C01', 169.0]] | -LOT1-0.6-1kV-5C x 2.5-2XWY FRLSH-942.0-D024
025 | 5C x 2.5-2XWY FRLSH-0.6-1kV-CLM-LOT1 | ['LCS-PMA2601B-LV-C01', 'LCS-PMA2601A-LV-C01', 'LCS-PMA1842A-LV-C01', 'HVSWDB002BUSA-LV-C03'] | 950 | [25, ['LCS-PMA2601B-LV-C01', 358.0], ['LCS-PMA2601A-LV-C01', 358.0], ['LCS-PMA1842A-LV-C01', 169.0], ['HVSWDB002BUSA-LV-C03', 65.0]] | -LOT1-0.6-1kV-5C x 2.5-2XWY FRLSH-950.0-D025
026 | 5C x 2.5-2XWY FRLSH-0.6-1kV-CLM-LOT1 | ['LCS-PMA2301B-LV-C01', 'LCS-PMA2301A-LV-C01', 'LCS-PMA1841B-LV-C01', 'HVSWDB002BUSA-LV-C02'] | 999 | [26, ['LCS-PMA2301B-LV-C01', 361.0], ['LCS-PMA2301A-LV-C01', 379.0], ['LCS-PMA1841B-LV-C01', 194.0], ['HVSWDB002BUSA-LV-C02', 65.0]] | -LOT1-0.6-1kV-5C x 2.5-2XWY FRLSH-999.0-D026
027 | 5C x 2.5-2XWY FRLSH-0.6-1kV-CLM-LOT1 | ['LCS-PMA1841A-LV-C01', 'LCS-PMA1833B-LV-C01', 'LCS-PMA1833A-LV-C01', 'LCS-PMA1832B-LV-C01', 'LCS-PMA1832A-LV-C01', 'HVSWDB002B-LV-C01'] | 950 | [27, ['LCS-PMA1841A-LV-C01', 175.0], ['LCS-PMA1833B-LV-C01', 169.0], ['LCS-PMA1833A-LV-C01', 169.0], ['LCS-PMA1832B-LV-C01', 176.0], ['LCS-PMA1832A-LV-C01', 176.0], ['HVSWDB002B-LV-C01', 85.0]] | -LOT1-0.6-1kV-5C x 2.5-2XWY FRLSH-950.0-D027
028 | 5C x 2.5-2XWY FRLSH-0.6-1kV-CLM-LOT1 | ['LCS-PMA1831B-LV-C01', 'LCS-PMA1831A-LV-C01', 'LCS-PMA1824B-LV-C01', 'LCS-PMA1824A-LV-C01', 'LCS-PMA1823B-LV-C01'] | 921 | [28, ['LCS-PMA1831B-LV-C01', 195.0], ['LCS-PMA1831A-LV-C01', 176.0], ['LCS-PMA1824B-LV-C01', 181.0], ['LCS-PMA1824A-LV-C01', 181.0], ['LCS-PMA1823B-LV-C01', 188.0]] | -LOT1-0.6-1kV-5C x 2.5-2XWY FRLSH-921.0-D028
029 | 5C x 2.5-2XWY FRLSH-0.6-1kV-CLM-LOT1 | ['LCS-PMA1823A-LV-C01', 'LCS-PMA1822B-LV-C01', 'LCS-PMA1822A-LV-C01', 'LCS-PMA1821B-LV-C01', 'LCS-PMA1821A-LV-C01'] | 964 | [29, ['LCS-PMA1823A-LV-C01', 207.0], ['LCS-PMA1822B-LV-C01', 181.0], ['LCS-PMA1822A-LV-C01', 181.0], ['LCS-PMA1821B-LV-C01', 207.0], ['LCS-PMA1821A-LV-C01', 188.0]] | -LOT1-0.6-1kV-5C x 2.5-2XWY FRLSH-964.0-D029
030 | 5C x 2.5-2XWY FRLSH-0.6-1kV-CLM-LOT1 | ['LCS-PMA1801B-LV-C01', 'LCS-PMA1801A-LV-C01', 'LCS-PMA1502B-LV-C02', 'LCS-PMA1502A-LV-C02', 'LCS-PMA1403B-LV-C01'] | 982 | [30, ['LCS-PMA1801B-LV-C01', 163.0], ['LCS-PMA1801A-LV-C01', 163.0], ['LCS-PMA1502B-LV-C02', 225.0], ['LCS-PMA1502A-LV-C02', 229.0], ['LCS-PMA1403B-LV-C01', 202.0]] | -LOT1-0.6-1kV-5C x 2.5-2XWY FRLSH-982.0-D030
031 | 5C x 2.5-2XWY FRLSH-0.6-1kV-CLM-LOT1 | ['LCS-PMA1501B-LV-C01', 'LCS-PMA1501A-LV-C01', 'LCS-PMA1403A-LV-C01', 'LCS-PMA1401B-LV-C01'] | 947 | [31, ['LCS-PMA1501B-LV-C01', 276.0], ['LCS-PMA1501A-LV-C01', 263.0], ['LCS-PMA1403A-LV-C01', 219.0], ['LCS-PMA1401B-LV-C01', 189.0]] | -LOT1-0.6-1kV-5C x 2.5-2XWY FRLSH-947.0-D031
032 | 5C x 2.5-2XWY FRLSH-0.6-1kV-CLM-LOT1 | ['LCS-PMA1401A-LV-C01', 'LCS-PMA1305-LV-C01', 'LCS-PMA1302B-LV-C01', 'LCS-PMA1302A-LV-C01', 'HVSWDB002A-LV-C01'] | 919 | [32, ['LCS-PMA1401A-LV-C01', 207.0], ['LCS-PMA1305-LV-C01', 195.0], ['LCS-PMA1302B-LV-C01', 216.0], ['LCS-PMA1302A-LV-C01', 216.0], ['HVSWDB002A-LV-C01', 85.0]] | -LOT1-0.6-1kV-5C x 2.5-2XWY FRLSH-919.0-D032
033 | 5C x 2.5-2XWY FRLSH-0.6-1kV-CLM-LOT1 | ['LCS-PMA1301B-LV-C01', 'LCS-PMA1301A-LV-C01', 'LCS-PM5058-LV-C01'] | 855 | [33, ['LCS-PMA1301B-LV-C01', 300.0], ['LCS-PMA1301A-LV-C01', 205.0], ['LCS-PM5058-LV-C01', 350.0]] | -LOT1-0.6-1kV-5C x 2.5-2XWY FRLSH-855.0-D033
034 | 5C x 2.5-2XWY FRLSH-0.6-1kV-CLM-LOT1 | ['LCS-PM5054-LV-C01', 'LCS-PM35042-LV-C01', 'LCS-PM2406B-LV-C01'] | 975 | [34, ['LCS-PM5054-LV-C01', 350.0], ['LCS-PM35042-LV-C01', 335.0], ['LCS-PM2406B-LV-C01', 290.0]] | -LOT1-0.6-1kV-5C x 2.5-2XWY FRLSH-975.0-D034
035 | 5C x 2.5-2XWY FRLSH-0.6-1kV-CLM-LOT1 | ['LCS-PM35041-LV-C01', 'LCS-PM35032-LV-C01', 'LCS-PM35031-LV-C01'] | 967 | [35, ['LCS-PM35041-LV-C01', 335.0], ['LCS-PM35032-LV-C01', 316.0], ['LCS-PM35031-LV-C01', 316.0]] | -LOT1-0.6-1kV-5C x 2.5-2XWY FRLSH-967.0-D035
036 | 5C x 2.5-2XWY FRLSH-0.6-1kV-CLM-LOT1 | ['LCS-PM3018B-LV-C01', 'LCS-PM3018A-LV-C01', 'LCS-PM2405B-LV-C01'] | 980 | [36, ['LCS-PM3018B-LV-C01', 350.0], ['LCS-PM3018A-LV-C01', 368.0], ['LCS-PM2405B-LV-C01', 262.0]] | -LOT1-0.6-1kV-5C x 2.5-2XWY FRLSH-980.0-D036
037 | 5C x 2.5-2XWY FRLSH-0.6-1kV-CLM-LOT1 | ['LCS-PM3013-LV-C01', 'LCS-PM3010B-LV-C01', 'LCS-PM3010A-LV-C01'] | 972 | [37, ['LCS-PM3013-LV-C01', 316.0], ['LCS-PM3010B-LV-C01', 328.0], ['LCS-PM3010A-LV-C01', 328.0]] | -LOT1-0.6-1kV-5C x 2.5-2XWY FRLSH-972.0-D037
038 | 5C x 2.5-2XWY FRLSH-0.6-1kV-CLM-LOT1 | ['LCS-PM3009B-LV-C01', 'LCS-PM3009A-LV-C01', 'LCS-PM3008B-LV-C01'] | 985 | [38, ['LCS-PM3009B-LV-C01', 328.0], ['LCS-PM3009A-LV-C01', 328.0], ['LCS-PM3008B-LV-C01', 329.0]] | -LOT1-0.6-1kV-5C x 2.5-2XWY FRLSH-985.0-D038
039 | 5C x 2.5-2XWY FRLSH-0.6-1kV-CLM-LOT1 | ['LCS-PM3008A-LV-C01', 'LCS-PM3007B-LV-C01', 'LCS-PM3007A-LV-C01'] | 997 | [39, ['LCS-PM3008A-LV-C01', 329.0], ['LCS-PM3007B-LV-C01', 343.0], ['LCS-PM3007A-LV-C01', 325.0]] | -LOT1-0.6-1kV-5C x 2.5-2XWY FRLSH-997.0-D039
040 | 5C x 2.5-2XWY FRLSH-0.6-1kV-CLM-LOT1 | ['LCS-PM3006B-LV-C01', 'LCS-PM3006A-LV-C01', 'LCS-PM1711B-LV-C01'] | 998 | [40, ['LCS-PM3006B-LV-C01', 363.0], ['LCS-PM3006A-LV-C01', 381.0], ['LCS-PM1711B-LV-C01', 254.0]] | -LOT1-0.6-1kV-5C x 2.5-2XWY FRLSH-998.0-D040
041 | 5C x 2.5-2XWY FRLSH-0.6-1kV-CLM-LOT1 | ['LCS-PM3005B-LV-C01', 'LCS-PM3005A-LV-C01', 'LCS-PM1211B-LV-C01'] | 953 | [41, ['LCS-PM3005B-LV-C01', 374.0], ['LCS-PM3005A-LV-C01', 374.0], ['LCS-PM1211B-LV-C01', 205.0]] | -LOT1-0.6-1kV-5C x 2.5-2XWY FRLSH-953.0-D041
042 | 5C x 2.5-2XWY FRLSH-0.6-1kV-CLM-LOT1 | ['LCS-PM30042-LV-C01', 'LCS-PM30041-LV-C01'] | 824 | [42, ['LCS-PM30042-LV-C01', 416.0], ['LCS-PM30041-LV-C01', 408.0]] | -LOT1-0.6-1kV-5C x 2.5-2XWY FRLSH-824.0-D042
043 | 5C x 2.5-2XWY FRLSH-0.6-1kV-CLM-LOT1 | ['LCS-PM30032-LV-C01', 'LCS-PM30031-LV-C01', 'LCS-PM1211A-LV-C01'] | 990 | [43, ['LCS-PM30032-LV-C01', 399.0], ['LCS-PM30031-LV-C01', 386.0], ['LCS-PM1211A-LV-C01', 205.0]] | -LOT1-0.6-1kV-5C x 2.5-2XWY FRLSH-990.0-D043
044 | 5C x 2.5-2XWY FRLSH-0.6-1kV-CLM-LOT1 | ['LCS-PM30023-LV-C01', 'LCS-PM30022-LV-C01', 'LCS-PM2405A-LV-C01'] | 982 | [44, ['LCS-PM30023-LV-C01', 367.0], ['LCS-PM30022-LV-C01', 353.0], ['LCS-PM2405A-LV-C01', 262.0]] | -LOT1-0.6-1kV-5C x 2.5-2XWY FRLSH-982.0-D044
045 | 5C x 2.5-2XWY FRLSH-0.6-1kV-CLM-LOT1 | ['LCS-PM30021-LV-C01', 'LCS-PM30012-LV-C01', 'LCS-PM2404B-LV-C01'] | 976 | [45, ['LCS-PM30021-LV-C01', 340.0], ['LCS-PM30012-LV-C01', 365.0], ['LCS-PM2404B-LV-C01', 271.0]] | -LOT1-0.6-1kV-5C x 2.5-2XWY FRLSH-976.0-D045
046 | 5C x 2.5-2XWY FRLSH-0.6-1kV-CLM-LOT1 | ['LCS-PM30011-LV-C01', 'LCS-PM2551B-LV-C01', 'LCS-PM1202B-LV-C01'] | 971 | [46, ['LCS-PM30011-LV-C01', 368.0], ['LCS-PM2551B-LV-C01', 390.0], ['LCS-PM1202B-LV-C01', 213.0]] | -LOT1-0.6-1kV-5C x 2.5-2XWY FRLSH-971.0-D046
047 | 5C x 2.5-2XWY FRLSH-0.6-1kV-CLM-LOT1 | ['LCS-PM2551A-LV-C01', 'LCS-PM2502B-LV-C01', 'LCS-PM2404A-LV-C01'] | 989 | [47, ['LCS-PM2551A-LV-C01', 373.0], ['LCS-PM2502B-LV-C01', 345.0], ['LCS-PM2404A-LV-C01', 271.0]] | -LOT1-0.6-1kV-5C x 2.5-2XWY FRLSH-989.0-D047
048 | 5C x 2.5-2XWY FRLSH-0.6-1kV-CLM-LOT1 | ['LCS-PM2502A-LV-C01', 'LCS-PM2451B-LV-C01', 'LCS-PM2406A-LV-C01'] | 998 | [48, ['LCS-PM2502A-LV-C01', 345.0], ['LCS-PM2451B-LV-C01', 345.0], ['LCS-PM2406A-LV-C01', 308.0]] | -LOT1-0.6-1kV-5C x 2.5-2XWY FRLSH-998.0-D048
049 | 5C x 2.5-2XWY FRLSH-0.6-1kV-CLM-LOT1 | ['LCS-PM2451A-LV-C01', 'LCS-PM2403B-LV-C01', 'LCS-PM2403A-LV-C01'] | 954 | [49, ['LCS-PM2451A-LV-C01', 327.0], ['LCS-PM2403B-LV-C01', 307.0], ['LCS-PM2403A-LV-C01', 320.0]] | -LOT1-0.6-1kV-5C x 2.5-2XWY FRLSH-954.0-D049
050 | 5C x 2.5-2XWY FRLSH-0.6-1kV-CLM-LOT1 | ['LCS-PM2402B-LV-C01', 'LCS-PM2402A-LV-C01', 'LCS-PM2401B-LV-C01'] | 950 | [50, ['LCS-PM2402B-LV-C01', 324.0], ['LCS-PM2402A-LV-C01', 311.0], ['LCS-PM2401B-LV-C01', 315.0]] | -LOT1-0.6-1kV-5C x 2.5-2XWY FRLSH-950.0-D050
051 | 5C x 2.5-2XWY FRLSH-0.6-1kV-CLM-LOT1 | ['LCS-PM2401A-LV-C01', 'LCS-PM2351B-LV-C01', 'LCS-PM1903B-LV-C01'] | 954 | [51, ['LCS-PM2401A-LV-C01', 328.0], ['LCS-PM2351B-LV-C01', 344.0], ['LCS-PM1903B-LV-C01', 282.0]] | -LOT1-0.6-1kV-5C x 2.5-2XWY FRLSH-954.0-D051
052 | 5C x 2.5-2XWY FRLSH-0.6-1kV-CLM-LOT1 | ['LCS-PM2351A-LV-C01', 'LCS-PM2252-LV-C01', 'LCS-PM1903A-LV-C01'] | 960 | [52, ['LCS-PM2351A-LV-C01', 344.0], ['LCS-PM2252-LV-C01', 352.0], ['LCS-PM1903A-LV-C01', 264.0]] | -LOT1-0.6-1kV-5C x 2.5-2XWY FRLSH-960.0-D052
053 | 5C x 2.5-2XWY FRLSH-0.6-1kV-CLM-LOT1 | ['LCS-PM2251B-LV-C01', 'LCS-PM2251A-LV-C01', 'LCS-PM1202A-LV-C01'] | 997 | [53, ['LCS-PM2251B-LV-C01', 383.0], ['LCS-PM2251A-LV-C01', 401.0], ['LCS-PM1202A-LV-C01', 213.0]] | -LOT1-0.6-1kV-5C x 2.5-2XWY FRLSH-997.0-D053
054 | 5C x 2.5-2XWY FRLSH-0.6-1kV-CLM-LOT1 | ['LCS-PM2103B-LV-C01', 'LCS-PM2103A-LV-C01', 'LCS-PM1201B-LV-C01'] | 956 | [54, ['LCS-PM2103B-LV-C01', 376.0], ['LCS-PM2103A-LV-C01', 379.0], ['LCS-PM1201B-LV-C01', 201.0]] | -LOT1-0.6-1kV-5C x 2.5-2XWY FRLSH-956.0-D054
055 | 5C x 2.5-2XWY FRLSH-0.6-1kV-CLM-LOT1 | ['LCS-PM1902B-LV-C01', 'LCS-PM1902A-LV-C01', 'LCS-PM1901B-LV-C01'] | 896 | [55, ['LCS-PM1902B-LV-C01', 297.0], ['LCS-PM1902A-LV-C01', 297.0], ['LCS-PM1901B-LV-C01', 302.0]] | -LOT1-0.6-1kV-5C x 2.5-2XWY FRLSH-896.0-D055
056 | 5C x 2.5-2XWY FRLSH-0.6-1kV-CLM-LOT1 | ['LCS-PM1901A-LV-C01', 'LCS-PM1835A-LV-C01', 'LCS-PM1711A-LV-C01'] | 852 | [56, ['LCS-PM1901A-LV-C01', 302.0], ['LCS-PM1835A-LV-C01', 277.0], ['LCS-PM1711A-LV-C01', 273.0]] | -LOT1-0.6-1kV-5C x 2.5-2XWY FRLSH-852.0-D056
057 | 5C x 2.5-2XWY FRLSH-0.6-1kV-CLM-LOT1 | ['LCS-PM1705B-LV-C01', 'LCS-PM1705A-LV-C01', 'LCS-PM1704B-LV-C01'] | 905 | [57, ['LCS-PM1705B-LV-C01', 309.0], ['LCS-PM1705A-LV-C01', 309.0], ['LCS-PM1704B-LV-C01', 287.0]] | -LOT1-0.6-1kV-5C x 2.5-2XWY FRLSH-905.0-D057
058 | 5C x 2.5-2XWY FRLSH-0.6-1kV-CLM-LOT1 | ['LCS-PM1704A-LV-C01', 'LCS-PM1703B-LV-C01', 'LCS-PM1703A-LV-C01'] | 909 | [58, ['LCS-PM1704A-LV-C01', 287.0], ['LCS-PM1703B-LV-C01', 311.0], ['LCS-PM1703A-LV-C01', 311.0]] | -LOT1-0.6-1kV-5C x 2.5-2XWY FRLSH-909.0-D058
059 | 5C x 2.5-2XWY FRLSH-0.6-1kV-CLM-LOT1 | ['LCS-PM1701B-LV-C01', 'LCS-PM1701A-LV-C01', 'LCS-PM1601B-LV-C01'] | 947 | [59, ['LCS-PM1701B-LV-C01', 298.0], ['LCS-PM1701A-LV-C01', 298.0], ['LCS-PM1601B-LV-C01', 351.0]] | -LOT1-0.6-1kV-5C x 2.5-2XWY FRLSH-947.0-D059
060 | 5C x 2.5-2XWY FRLSH-0.6-1kV-CLM-LOT1 | ['LCS-PM1601A-LV-C01', 'LCS-PM1304B-LV-C01', 'LCS-PM1201A-LV-C01'] | 894 | [60, ['LCS-PM1601A-LV-C01', 351.0], ['LCS-PM1304B-LV-C01', 342.0], ['LCS-PM1201A-LV-C01', 201.0]] | -LOT1-0.6-1kV-5C x 2.5-2XWY FRLSH-894.0-D060
061 | 5C x 2.5-2XWY FRLSH-0.6-1kV-CLM-LOT1 | ['LCS-PM1304A-LV-C01', 'LCS-PM1303B-LV-C01'] | 687 | [61, ['LCS-PM1304A-LV-C01', 342.0], ['LCS-PM1303B-LV-C01', 345.0]] | -LOT1-0.6-1kV-5C x 2.5-2XWY FRLSH-687.0-D061
062 | 5C x 2.5-2XWY FRLSH-0.6-1kV-CLM-LOT1 | ['LCS-PM1303A-LV-C01', 'LCS-BL1301B-LV-C01'] | 682 | [62, ['LCS-PM1303A-LV-C01', 345.0], ['LCS-BL1301B-LV-C01', 337.0]] | -LOT1-0.6-1kV-5C x 2.5-2XWY FRLSH-682.0-D062
063 | 5C x 2.5-2XWY FRLSH-0.6-1kV-CLM-LOT1 | ['LCS-BL1301A-LV-C01'] | 337 | [63, ['LCS-BL1301A-LV-C01', 337.0]] | -LOT1-0.6-1kV-5C x 2.5-2XWY FRLSH-337.0-D063

## Sheet7
Sr.No. | Cable Tag | To Equipment Tag No. | Type | Max Drum Length | Cable Size | Cable Type | Service Voltage | Area | Sub-Area | LOT | Core Identification | Cable Length | Consolidated Drum Serial Number | Consolidated Drum Number | Jointing Kits
336 | ACUPS001A-LV-P01 | ACUPS001A | 4C x 120-A2XFY FRLSH-0.6-1kV-CLM-LOT1 | 500 | 4C x 120 | A2XFY FRLSH | 0.6-1kV | CLM | CB | LOT1 | 4C x 120 AL | 91 | 002 | E1121 -LOT1-0.6-1kV-4C x 120-A2XFY FRLSH-182.0-D002 | 0
337 | ACUPS001A-LV-P02 | ACUPS001A | 4C x 120-A2XFY FRLSH-0.6-1kV-CLM-LOT1 | 500 | 4C x 120 | A2XFY FRLSH | 0.6-1kV | CLM | CB | LOT1 | 4C x 120 AL | 91 | 002 | E1121 -LOT1-0.6-1kV-4C x 120-A2XFY FRLSH-182.0-D002 | 0
934 | ACUPS001C-LV-P01 | ACUPS001C | 4C x 120-A2XFY FRLSH-0.6-1kV-CLM-LOT1 | 500 | 4C x 120 | A2XFY FRLSH | 0.6-1kV | CLM | CB | LOT1 | 4C x 120 AL | 134 | 001 | E1121 -LOT1-0.6-1kV-4C x 120-A2XFY FRLSH-496.0-D001 | 0
935 | ACUPS001C-LV-P02 | ACUPS001C | 4C x 120-A2XFY FRLSH-0.6-1kV-CLM-LOT1 | 500 | 4C x 120 | A2XFY FRLSH | 0.6-1kV | CLM | CB | LOT1 | 4C x 120 AL | 134 | 001 | E1121 -LOT1-0.6-1kV-4C x 120-A2XFY FRLSH-496.0-D001 | 0
1040 | ACUPS001B-LV-P01 | ACUPS001B | 4C x 120-A2XFY FRLSH-0.6-1kV-CLM-LOT1 | 500 | 4C x 120 | A2XFY FRLSH | 0.6-1kV | CLM | CB | LOT1 | 4C x 120 AL | 114 | 001 | E1121 -LOT1-0.6-1kV-4C x 120-A2XFY FRLSH-496.0-D001 | 0
1041 | ACUPS001B-LV-P02 | ACUPS001B | 4C x 120-A2XFY FRLSH-0.6-1kV-CLM-LOT1 | 500 | 4C x 120 | A2XFY FRLSH | 0.6-1kV | CLM | CB | LOT1 | 4C x 120 AL | 114 | 001 | E1121 -LOT1-0.6-1kV-4C x 120-A2XFY FRLSH-496.0-D001 | 0
26 | TR03A-LV-C02 | TR03A | 5C x 2.5-2XWY FRLSH-0.6-1kV-CLM-LOT1 | 1000 | 5C x 2.5 | 2XWY FRLSH | 0.6-1kV | CLM | SS | LOT1 | 5C x 2.5 CU | 85 | 005 | -LOT1-0.6-1kV-5C x 2.5-2XWY FRLSH-950.0-D005 | 0
28 | LVPCC002BUSA-LV-C04 | LVPCC002BUSA | 5C x 2.5-2XWY FRLSH-0.6-1kV-CLM-LOT1 | 1000 | 5C x 2.5 | 2XWY FRLSH | 0.6-1kV | CLM | SS | LOT1 | 5C x 2.5 CU | 50 | 005 | -LOT1-0.6-1kV-5C x 2.5-2XWY FRLSH-950.0-D005 | 0
29 | LVPCC002BUSA-LV-C05 | LVPCC002BUSA | 5C x 2.5-2XWY FRLSH-0.6-1kV-CLM-LOT1 | 1000 | 5C x 2.5 | 2XWY FRLSH | 0.6-1kV | CLM | SS | LOT1 | 5C x 2.5 CU | 50 | 005,005 | -LOT1-0.6-1kV-5C x 2.5-2XWY FRLSH-950.0-D005, -LOT1-0.6-1kV-5C x 2.5-2XWY FRLSH-950.0-D005 | 1
32 | HVSWDB002BUSB-LV-C02 | HVSWDB002BUSB | 5C x 2.5-2XWY FRLSH-0.6-1kV-CLM-LOT1 | 1000 | 5C x 2.5 | 2XWY FRLSH | 0.6-1kV | CLM | SS | LOT1 | 5C x 2.5 CU | 65 | 019 | -LOT1-0.6-1kV-5C x 2.5-2XWY FRLSH-982.0-D019 | 0
33 | HVSWDB002BUSB-LV-C03 | HVSWDB002BUSB | 5C x 2.5-2XWY FRLSH-0.6-1kV-CLM-LOT1 | 1000 | 5C x 2.5 | 2XWY FRLSH | 0.6-1kV | CLM | SS | LOT1 | 5C x 2.5 CU | 65 | 008 | -LOT1-0.6-1kV-5C x 2.5-2XWY FRLSH-982.0-D008 | 0
35 | HVSWDB002BUSB-LV-C04 | HVSWDB002BUSB | 5C x 2.5-2XWY FRLSH-0.6-1kV-CLM-LOT1 | 1000 | 5C x 2.5 | 2XWY FRLSH | 0.6-1kV | CLM | SS | LOT1 | 5C x 2.5 CU | 65 | 007 | -LOT1-0.6-1kV-5C x 2.5-2XWY FRLSH-970.0-D007 | 0
39 | TR02B-LV-C02 | TR02B | 5C x 2.5-2XWY FRLSH-0.6-1kV-CLM-LOT1 | 1000 | 5C x 2.5 | 2XWY FRLSH | 0.6-1kV | CLM | SS | LOT1 | 5C x 2.5 CU | 85 | 005 | -LOT1-0.6-1kV-5C x 2.5-2XWY FRLSH-950.0-D005 | 0
41 | LVPCC001BUSB-LV-C04 | LVPCC001BUSB | 5C x 2.5-2XWY FRLSH-0.6-1kV-CLM-LOT1 | 1000 | 5C x 2.5 | 2XWY FRLSH | 0.6-1kV | CLM | SS | LOT1 | 5C x 2.5 CU | 65 | 005 | -LOT1-0.6-1kV-5C x 2.5-2XWY FRLSH-950.0-D005 | 0
42 | LVPCC001BUSB-LV-C05 | LVPCC001BUSB | 5C x 2.5-2XWY FRLSH-0.6-1kV-CLM-LOT1 | 1000 | 5C x 2.5 | 2XWY FRLSH | 0.6-1kV | CLM | SS | LOT1 | 5C x 2.5 CU | 65 | 005 | -LOT1-0.6-1kV-5C x 2.5-2XWY FRLSH-950.0-D005 | 0
45 | TR03B-LV-C02 | TR03B | 5C x 2.5-2XWY FRLSH-0.6-1kV-CLM-LOT1 | 1000 | 5C x 2.5 | 2XWY FRLSH | 0.6-1kV | CLM | SS | LOT1 | 5C x 2.5 CU | 85 | 004 | -LOT1-0.6-1kV-5C x 2.5-2XWY FRLSH-988.0-D004 | 0
47 | LVPCC002BUSB-LV-C04 | LVPCC002BUSB | 5C x 2.5-2XWY FRLSH-0.6-1kV-CLM-LOT1 | 1000 | 5C x 2.5 | 2XWY FRLSH | 0.6-1kV | CLM | SS | LOT1 | 5C x 2.5 CU | 50 | 003 | -LOT1-0.6-1kV-5C x 2.5-2XWY FRLSH-988.0-D003 | 0
48 | LVPCC002BUSB-LV-C05 | LVPCC002BUSB | 5C x 2.5-2XWY FRLSH-0.6-1kV-CLM-LOT1 | 1000 | 5C x 2.5 | 2XWY FRLSH | 0.6-1kV | CLM | SS | LOT1 | 5C x 2.5 CU | 50 | 001 | -LOT1-0.6-1kV-5C x 2.5-2XWY FRLSH-995.0-D001 | 0
59 | HVSWDB002A-LV-C01 | HVSWDB002A | 5C x 2.5-2XWY FRLSH-0.6-1kV-CLM-LOT1 | 1000 | 5C x 2.5 | 2XWY FRLSH | 0.6-1kV | CLM | SS | LOT1 | 5C x 2.5 CU | 85 | 032 | -LOT1-0.6-1kV-5C x 2.5-2XWY FRLSH-919.0-D032 | 0
70 | HVSWDB002B-LV-C01 | HVSWDB002B | 5C x 2.5-2XWY FRLSH-0.6-1kV-CLM-LOT1 | 1000 | 5C x 2.5 | 2XWY FRLSH | 0.6-1kV | CLM | SS | LOT1 | 5C x 2.5 CU | 85 | 027 | -LOT1-0.6-1kV-5C x 2.5-2XWY FRLSH-950.0-D027 | 0
77 | UCP-UNA1501A-LV-C01 | UCP-UNA1501A | 5C x 2.5-2XWY FRLSH-0.6-1kV-CLM-LOT1 | 1000 | 5C x 2.5 | 2XWY FRLSH | 0.6-1kV | CLM | Area-07 | LOT1 | 5C x 2.5 CU | 100 | 001 | -LOT1-0.6-1kV-5C x 2.5-2XWY FRLSH-995.0-D001 | 0
79 | LCS-UNA1501A-LV-C03 | LCS-UNA1501A | 5C x 2.5-2XWY FRLSH-0.6-1kV-CLM-LOT1 | 1000 | 5C x 2.5 | 2XWY FRLSH | 0.6-1kV | CLM | Area-07 | LOT1 | 5C x 2.5 CU | 255 | 007 | -LOT1-0.6-1kV-5C x 2.5-2XWY FRLSH-970.0-D007 | 0
90 | UCP-KM5002A-LV-C01 | UCP-KM5002A | 5C x 2.5-2XWY FRLSH-0.6-1kV-CLM-LOT1 | 1000 | 5C x 2.5 | 2XWY FRLSH | 0.6-1kV | CLM | Area-17 | LOT1 | 5C x 2.5 CU | 383 | 003 | -LOT1-0.6-1kV-5C x 2.5-2XWY FRLSH-988.0-D003 | 0
96 | UCP-KM5002C-LV-C01 | UCP-KM5002C | 5C x 2.5-2XWY FRLSH-0.6-1kV-CLM-LOT1 | 1000 | 5C x 2.5 | 2XWY FRLSH | 0.6-1kV | CLM | Area-17 | LOT1 | 5C x 2.5 CU | 383 | 002 | -LOT1-0.6-1kV-5C x 2.5-2XWY FRLSH-976.0-D002 | 0
131 | UCP-UNA1501B-LV-C01 | UCP-UNA1501B | 5C x 2.5-2XWY FRLSH-0.6-1kV-CLM-LOT1 | 1000 | 5C x 2.5 | 2XWY FRLSH | 0.6-1kV | CLM | Area-07 | LOT1 | 5C x 2.5 CU | 90 | 001 | -LOT1-0.6-1kV-5C x 2.5-2XWY FRLSH-995.0-D001 | 0
133 | LCS-UNA1501B-LV-C03 | LCS-UNA1501B | 5C x 2.5-2XWY FRLSH-0.6-1kV-CLM-LOT1 | 1000 | 5C x 2.5 | 2XWY FRLSH | 0.6-1kV | CLM | Area-07 | LOT1 | 5C x 2.5 CU | 268 | 007 | -LOT1-0.6-1kV-5C x 2.5-2XWY FRLSH-970.0-D007 | 0
139 | UCP-UNB1501A-LV-C01 | UCP-UNB1501A | 5C x 2.5-2XWY FRLSH-0.6-1kV-CLM-LOT1 | 1000 | 5C x 2.5 | 2XWY FRLSH | 0.6-1kV | CLM | Area-13 | LOT1 | 5C x 2.5 CU | 100 | 001 | -LOT1-0.6-1kV-5C x 2.5-2XWY FRLSH-995.0-D001 | 0
141 | LCS-UNB1501A-LV-C03 | LCS-UNB1501A | 5C x 2.5-2XWY FRLSH-0.6-1kV-CLM-LOT1 | 1000 | 5C x 2.5 | 2XWY FRLSH | 0.6-1kV | CLM | Area-13 | LOT1 | 5C x 2.5 CU | 323 | 006 | -LOT1-0.6-1kV-5C x 2.5-2XWY FRLSH-998.0-D006 | 0
147 | UCP-UNB1501B-LV-C01 | UCP-UNB1501B | 5C x 2.5-2XWY FRLSH-0.6-1kV-CLM-LOT1 | 1000 | 5C x 2.5 | 2XWY FRLSH | 0.6-1kV | CLM | Area-13 | LOT1 | 5C x 2.5 CU | 90 | 001 | -LOT1-0.6-1kV-5C x 2.5-2XWY FRLSH-995.0-D001 | 0
149 | LCS-UNB1501B-LV-C03 | LCS-UNB1501B | 5C x 2.5-2XWY FRLSH-0.6-1kV-CLM-LOT1 | 1000 | 5C x 2.5 | 2XWY FRLSH | 0.6-1kV | CLM | Area-13 | LOT1 | 5C x 2.5 CU | 340 | 006 | -LOT1-0.6-1kV-5C x 2.5-2XWY FRLSH-998.0-D006 | 0
160 | UCP-KM5002B-LV-C01 | UCP-KM5002B | 5C x 2.5-2XWY FRLSH-0.6-1kV-CLM-LOT1 | 1000 | 5C x 2.5 | 2XWY FRLSH | 0.6-1kV | CLM | Area-17 | LOT1 | 5C x 2.5 CU | 383 | 002 | -LOT1-0.6-1kV-5C x 2.5-2XWY FRLSH-976.0-D002 | 0
294 | LVAPFC001A-LV-C02 | LVAPFC001A | 5C x 2.5-2XWY FRLSH-0.6-1kV-CLM-LOT1 | 1000 | 5C x 2.5 | 2XWY FRLSH | 0.6-1kV | CLM | SS | LOT1 | 5C x 2.5 CU | 110 | 006 | -LOT1-0.6-1kV-5C x 2.5-2XWY FRLSH-998.0-D006 | 0
329 | LVAPFC001B-LV-C02 | LVAPFC001B | 5C x 2.5-2XWY FRLSH-0.6-1kV-CLM-LOT1 | 1000 | 5C x 2.5 | 2XWY FRLSH | 0.6-1kV | CLM | SS | LOT1 | 5C x 2.5 CU | 110 | 006 | -LOT1-0.6-1kV-5C x 2.5-2XWY FRLSH-998.0-D006 | 0
346 | LVAPFC003A-LV-C02 | LVAPFC003A | 5C x 2.5-2XWY FRLSH-0.6-1kV-CLM-LOT1 | 1000 | 5C x 2.5 | 2XWY FRLSH | 0.6-1kV | CLM | SS | LOT1 | 5C x 2.5 CU | 110 | 005 | -LOT1-0.6-1kV-5C x 2.5-2XWY FRLSH-950.0-D005 | 0
362 | LVAPFC003B-LV-C03 | LVAPFC003B | 5C x 2.5-2XWY FRLSH-0.6-1kV-CLM-LOT1 | 1000 | 5C x 2.5 | 2XWY FRLSH | 0.6-1kV | CLM | SS | LOT1 | 5C x 2.5 CU | 110 | 005 | -LOT1-0.6-1kV-5C x 2.5-2XWY FRLSH-950.0-D005 | 0
373 | LCS-PMA1301B-LV-C01 | LCS-PMA1301B | 5C x 2.5-2XWY FRLSH-0.6-1kV-CLM-LOT1 | 1000 | 5C x 2.5 | 2XWY FRLSH | 0.6-1kV | CLM | Area-06 | LOT1 | 5C x 2.5 CU | 300 | 033 | -LOT1-0.6-1kV-5C x 2.5-2XWY FRLSH-855.0-D033 | 0
375 | LCS-PMA1302B-LV-C01 | LCS-PMA1302B | 5C x 2.5-2XWY FRLSH-0.6-1kV-CLM-LOT1 | 1000 | 5C x 2.5 | 2XWY FRLSH | 0.6-1kV | CLM | Area-06 | LOT1 | 5C x 2.5 CU | 216 | 032 | -LOT1-0.6-1kV-5C x 2.5-2XWY FRLSH-919.0-D032 | 0
381 | LCS-PMA1501A-LV-C01 | LCS-PMA1501A | 5C x 2.5-2XWY FRLSH-0.6-1kV-CLM-LOT1 | 1000 | 5C x 2.5 | 2XWY FRLSH | 0.6-1kV | CLM | Area-07 | LOT1 | 5C x 2.5 CU | 263 | 031 | -LOT1-0.6-1kV-5C x 2.5-2XWY FRLSH-947.0-D031 | 0
384 | LCS-PMA1502B-LV-C02 | LCS-PMA1502B | 5C x 2.5-2XWY FRLSH-0.6-1kV-CLM-LOT1 | 1000 | 5C x 2.5 | 2XWY FRLSH | 0.6-1kV | CLM | Area-07 | LOT1 | 5C x 2.5 CU | 225 | 030 | -LOT1-0.6-1kV-5C x 2.5-2XWY FRLSH-982.0-D030 | 0
386 | LCS-PMA1801B-LV-C01 | LCS-PMA1801B | 5C x 2.5-2XWY FRLSH-0.6-1kV-CLM-LOT1 | 1000 | 5C x 2.5 | 2XWY FRLSH | 0.6-1kV | CLM | Area-08 | LOT1 | 5C x 2.5 CU | 163 | 030 | -LOT1-0.6-1kV-5C x 2.5-2XWY FRLSH-982.0-D030 | 0
388 | LCS-PMA1822A-LV-C01 | LCS-PMA1822A | 5C x 2.5-2XWY FRLSH-0.6-1kV-CLM-LOT1 | 1000 | 5C x 2.5 | 2XWY FRLSH | 0.6-1kV | CLM | Area-08 | LOT1 | 5C x 2.5 CU | 181 | 029 | -LOT1-0.6-1kV-5C x 2.5-2XWY FRLSH-964.0-D029 | 0
390 | LCS-PMA1824A-LV-C01 | LCS-PMA1824A | 5C x 2.5-2XWY FRLSH-0.6-1kV-CLM-LOT1 | 1000 | 5C x 2.5 | 2XWY FRLSH | 0.6-1kV | CLM | Area-08 | LOT1 | 5C x 2.5 CU | 181 | 028 | -LOT1-0.6-1kV-5C x 2.5-2XWY FRLSH-921.0-D028 | 0
392 | LCS-PMA1832A-LV-C01 | LCS-PMA1832A | 5C x 2.5-2XWY FRLSH-0.6-1kV-CLM-LOT1 | 1000 | 5C x 2.5 | 2XWY FRLSH | 0.6-1kV | CLM | Area-08 | LOT1 | 5C x 2.5 CU | 176 | 027 | -LOT1-0.6-1kV-5C x 2.5-2XWY FRLSH-950.0-D027 | 0
394 | LCS-PMA1833A-LV-C01 | LCS-PMA1833A | 5C x 2.5-2XWY FRLSH-0.6-1kV-CLM-LOT1 | 1000 | 5C x 2.5 | 2XWY FRLSH | 0.6-1kV | CLM | Area-08 | LOT1 | 5C x 2.5 CU | 169 | 027 | -LOT1-0.6-1kV-5C x 2.5-2XWY FRLSH-950.0-D027 | 0
396 | LCS-PMA1842A-LV-C01 | LCS-PMA1842A | 5C x 2.5-2XWY FRLSH-0.6-1kV-CLM-LOT1 | 1000 | 5C x 2.5 | 2XWY FRLSH | 0.6-1kV | CLM | Area-08 | LOT1 | 5C x 2.5 CU | 169 | 025 | -LOT1-0.6-1kV-5C x 2.5-2XWY FRLSH-950.0-D025 | 0
398 | LCS-PMA1851A-LV-C01 | LCS-PMA1851A | 5C x 2.5-2XWY FRLSH-0.6-1kV-CLM-LOT1 | 1000 | 5C x 2.5 | 2XWY FRLSH | 0.6-1kV | CLM | Area-08 | LOT1 | 5C x 2.5 CU | 190 | 016 | -LOT1-0.6-1kV-5C x 2.5-2XWY FRLSH-970.0-D016 | 0
403 | LCS-PMA2601A-LV-C01 | LCS-PMA2601A | 5C x 2.5-2XWY FRLSH-0.6-1kV-CLM-LOT1 | 1000 | 5C x 2.5 | 2XWY FRLSH | 0.6-1kV | CLM | Area-11 | LOT1 | 5C x 2.5 CU | 358 | 025 | -LOT1-0.6-1kV-5C x 2.5-2XWY FRLSH-950.0-D025 | 0
406 | LCS-PMA2603A-LV-C01 | LCS-PMA2603A | 5C x 2.5-2XWY FRLSH-0.6-1kV-CLM-LOT1 | 1000 | 5C x 2.5 | 2XWY FRLSH | 0.6-1kV | CLM | Area-11 | LOT1 | 5C x 2.5 CU | 360 | 023 | -LOT1-0.6-1kV-5C x 2.5-2XWY FRLSH-975.0-D023 | 0
408 | LCS-PMA35021-LV-C01 | LCS-PMA35021 | 5C x 2.5-2XWY FRLSH-0.6-1kV-CLM-LOT1 | 1000 | 5C x 2.5 | 2XWY FRLSH | 0.6-1kV | CLM | Area-09 | LOT1 | 5C x 2.5 CU | 233 | 018 | -LOT1-0.6-1kV-5C x 2.5-2XWY FRLSH-999.0-D018 | 0
410 | LCS-PMA35022-LV-C01 | LCS-PMA35022 | 5C x 2.5-2XWY FRLSH-0.6-1kV-CLM-LOT1 | 1000 | 5C x 2.5 | 2XWY FRLSH | 0.6-1kV | CLM | Area-09 | LOT1 | 5C x 2.5 CU | 233 | 014 | -LOT1-0.6-1kV-5C x 2.5-2XWY FRLSH-999.0-D014 | 0
415 | LCS-PMA501AA-LV-C03 | LCS-PMA501AA | 5C x 2.5-2XWY FRLSH-0.6-1kV-CLM-LOT1 | 1000 | 5C x 2.5 | 2XWY FRLSH | 0.6-1kV | CLM | Area-07 | LOT1 | 5C x 2.5 CU | 115 | 007 | -LOT1-0.6-1kV-5C x 2.5-2XWY FRLSH-970.0-D007 | 0
420 | LCS-PMA501BA-LV-C03 | LCS-PMA501BA | 5C x 2.5-2XWY FRLSH-0.6-1kV-CLM-LOT1 | 1000 | 5C x 2.5 | 2XWY FRLSH | 0.6-1kV | CLM | Area-07 | LOT1 | 5C x 2.5 CU | 115 | 006 | -LOT1-0.6-1kV-5C x 2.5-2XWY FRLSH-998.0-D006 | 0
424 | UCP-HHMA501A-LV-C03 | UCP-HHMA501A | 5C x 2.5-2XWY FRLSH-0.6-1kV-CLM-LOT1 | 1000 | 5C x 2.5 | 2XWY FRLSH | 0.6-1kV | CLM | Area-07 | LOT1 | 5C x 2.5 CU | 115 | 003 | -LOT1-0.6-1kV-5C x 2.5-2XWY FRLSH-988.0-D003 | 0
427 | UCP-FMA501AA-LV-C02 | UCP-FMA501AA | 5C x 2.5-2XWY FRLSH-0.6-1kV-CLM-LOT1 | 1000 | 5C x 2.5 | 2XWY FRLSH | 0.6-1kV | CLM | Area-07 | LOT1 | 5C x 2.5 CU | 115 | 005 | -LOT1-0.6-1kV-5C x 2.5-2XWY FRLSH-950.0-D005 | 0
430 | UCP-FMA501BA-LV-C02 | UCP-FMA501BA | 5C x 2.5-2XWY FRLSH-0.6-1kV-CLM-LOT1 | 1000 | 5C x 2.5 | 2XWY FRLSH | 0.6-1kV | CLM | Area-07 | LOT1 | 5C x 2.5 CU | 115 | 004 | -LOT1-0.6-1kV-5C x 2.5-2XWY FRLSH-988.0-D004 | 0
436 | LCS-PMA1301A-LV-C01 | LCS-PMA1301A | 5C x 2.5-2XWY FRLSH-0.6-1kV-CLM-LOT1 | 1000 | 5C x 2.5 | 2XWY FRLSH | 0.6-1kV | CLM | Area-06 | LOT1 | 5C x 2.5 CU | 205 | 033 | -LOT1-0.6-1kV-5C x 2.5-2XWY FRLSH-855.0-D033 | 0
438 | LCS-PMA1302A-LV-C01 | LCS-PMA1302A | 5C x 2.5-2XWY FRLSH-0.6-1kV-CLM-LOT1 | 1000 | 5C x 2.5 | 2XWY FRLSH | 0.6-1kV | CLM | Area-06 | LOT1 | 5C x 2.5 CU | 216 | 032 | -LOT1-0.6-1kV-5C x 2.5-2XWY FRLSH-919.0-D032 | 0
440 | LCS-PMA1305-LV-C01 | LCS-PMA1305 | 5C x 2.5-2XWY FRLSH-0.6-1kV-CLM-LOT1 | 1000 | 5C x 2.5 | 2XWY FRLSH | 0.6-1kV | CLM | Area-06 | LOT1 | 5C x 2.5 CU | 195 | 032 | -LOT1-0.6-1kV-5C x 2.5-2XWY FRLSH-919.0-D032 | 0
446 | LCS-PMA1501B-LV-C01 | LCS-PMA1501B | 5C x 2.5-2XWY FRLSH-0.6-1kV-CLM-LOT1 | 1000 | 5C x 2.5 | 2XWY FRLSH | 0.6-1kV | CLM | Area-07 | LOT1 | 5C x 2.5 CU | 276 | 031 | -LOT1-0.6-1kV-5C x 2.5-2XWY FRLSH-947.0-D031 | 0
449 | LCS-PMA1502A-LV-C02 | LCS-PMA1502A | 5C x 2.5-2XWY FRLSH-0.6-1kV-CLM-LOT1 | 1000 | 5C x 2.5 | 2XWY FRLSH | 0.6-1kV | CLM | Area-07 | LOT1 | 5C x 2.5 CU | 229 | 030 | -LOT1-0.6-1kV-5C x 2.5-2XWY FRLSH-982.0-D030 | 0
451 | LCS-PMA1801A-LV-C01 | LCS-PMA1801A | 5C x 2.5-2XWY FRLSH-0.6-1kV-CLM-LOT1 | 1000 | 5C x 2.5 | 2XWY FRLSH | 0.6-1kV | CLM | Area-08 | LOT1 | 5C x 2.5 CU | 163 | 030 | -LOT1-0.6-1kV-5C x 2.5-2XWY FRLSH-982.0-D030 | 0
453 | LCS-PMA1822B-LV-C01 | LCS-PMA1822B | 5C x 2.5-2XWY FRLSH-0.6-1kV-CLM-LOT1 | 1000 | 5C x 2.5 | 2XWY FRLSH | 0.6-1kV | CLM | Area-08 | LOT1 | 5C x 2.5 CU | 181 | 029 | -LOT1-0.6-1kV-5C x 2.5-2XWY FRLSH-964.0-D029 | 0
455 | LCS-PMA1824B-LV-C01 | LCS-PMA1824B | 5C x 2.5-2XWY FRLSH-0.6-1kV-CLM-LOT1 | 1000 | 5C x 2.5 | 2XWY FRLSH | 0.6-1kV | CLM | Area-08 | LOT1 | 5C x 2.5 CU | 181 | 028 | -LOT1-0.6-1kV-5C x 2.5-2XWY FRLSH-921.0-D028 | 0
457 | LCS-PMA1832B-LV-C01 | LCS-PMA1832B | 5C x 2.5-2XWY FRLSH-0.6-1kV-CLM-LOT1 | 1000 | 5C x 2.5 | 2XWY FRLSH | 0.6-1kV | CLM | Area-08 | LOT1 | 5C x 2.5 CU | 176 | 027 | -LOT1-0.6-1kV-5C x 2.5-2XWY FRLSH-950.0-D027 | 0
459 | LCS-PMA1833B-LV-C01 | LCS-PMA1833B | 5C x 2.5-2XWY FRLSH-0.6-1kV-CLM-LOT1 | 1000 | 5C x 2.5 | 2XWY FRLSH | 0.6-1kV | CLM | Area-08 | LOT1 | 5C x 2.5 CU | 169 | 027 | -LOT1-0.6-1kV-5C x 2.5-2XWY FRLSH-950.0-D027 | 0
461 | LCS-PMA1842B-LV-C01 | LCS-PMA1842B | 5C x 2.5-2XWY FRLSH-0.6-1kV-CLM-LOT1 | 1000 | 5C x 2.5 | 2XWY FRLSH | 0.6-1kV | CLM | Area-08 | LOT1 | 5C x 2.5 CU | 169 | 024 | -LOT1-0.6-1kV-5C x 2.5-2XWY FRLSH-942.0-D024 | 0
463 | LCS-PMA1844-LV-C01 | LCS-PMA1844 | 5C x 2.5-2XWY FRLSH-0.6-1kV-CLM-LOT1 | 1000 | 5C x 2.5 | 2XWY FRLSH | 0.6-1kV | CLM | Area-08 | LOT1 | 5C x 2.5 CU | 163 | 017 | -LOT1-0.6-1kV-5C x 2.5-2XWY FRLSH-956.0-D017 | 0
465 | LCS-PMA1851B-LV-C01 | LCS-PMA1851B | 5C x 2.5-2XWY FRLSH-0.6-1kV-CLM-LOT1 | 1000 | 5C x 2.5 | 2XWY FRLSH | 0.6-1kV | CLM | Area-08 | LOT1 | 5C x 2.5 CU | 190 | 015 | -LOT1-0.6-1kV-5C x 2.5-2XWY FRLSH-971.0-D015 | 0
470 | LCS-PMA2601B-LV-C01 | LCS-PMA2601B | 5C x 2.5-2XWY FRLSH-0.6-1kV-CLM-LOT1 | 1000 | 5C x 2.5 | 2XWY FRLSH | 0.6-1kV | CLM | Area-11 | LOT1 | 5C x 2.5 CU | 358 | 025 | -LOT1-0.6-1kV-5C x 2.5-2XWY FRLSH-950.0-D025 | 0
473 | LCS-PMA2603B-LV-C01 | LCS-PMA2603B | 5C x 2.5-2XWY FRLSH-0.6-1kV-CLM-LOT1 | 1000 | 5C x 2.5 | 2XWY FRLSH | 0.6-1kV | CLM | Area-11 | LOT1 | 5C x 2.5 CU | 360 | 023 | -LOT1-0.6-1kV-5C x 2.5-2XWY FRLSH-975.0-D023 | 0
478 | UCP-PMA501AB-LV-C03 | UCP-PMA501AB | 5C x 2.5-2XWY FRLSH-0.6-1kV-CLM-LOT1 | 1000 | 5C x 2.5 | 2XWY FRLSH | 0.6-1kV | CLM | Area-07 | LOT1 | 5C x 2.5 CU | 105 | 002 | -LOT1-0.6-1kV-5C x 2.5-2XWY FRLSH-976.0-D002 | 0
483 | UCP-PMA501BB-LV-C03 | UCP-PMA501BB | 5C x 2.5-2XWY FRLSH-0.6-1kV-CLM-LOT1 | 1000 | 5C x 2.5 | 2XWY FRLSH | 0.6-1kV | CLM | Area-07 | LOT1 | 5C x 2.5 CU | 105 | 001 | -LOT1-0.6-1kV-5C x 2.5-2XWY FRLSH-995.0-D001 | 0
487 | UCP-HHMA501B-LV-C03 | UCP-HHMA501B | 5C x 2.5-2XWY FRLSH-0.6-1kV-CLM-LOT1 | 1000 | 5C x 2.5 | 2XWY FRLSH | 0.6-1kV | CLM | Area-07 | LOT1 | 5C x 2.5 CU | 105 | 003 | -LOT1-0.6-1kV-5C x 2.5-2XWY FRLSH-988.0-D003 | 0
490 | UCP-FMA501AB-LV-C02 | UCP-FMA501AB | 5C x 2.5-2XWY FRLSH-0.6-1kV-CLM-LOT1 | 1000 | 5C x 2.5 | 2XWY FRLSH | 0.6-1kV | CLM | Area-07 | LOT1 | 5C x 2.5 CU | 105 | 004 | -LOT1-0.6-1kV-5C x 2.5-2XWY FRLSH-988.0-D004 | 0
493 | UCP-FMA501BB-LV-C02 | UCP-FMA501BB | 5C x 2.5-2XWY FRLSH-0.6-1kV-CLM-LOT1 | 1000 | 5C x 2.5 | 2XWY FRLSH | 0.6-1kV | CLM | Area-07 | LOT1 | 5C x 2.5 CU | 105 | 004 | -LOT1-0.6-1kV-5C x 2.5-2XWY FRLSH-988.0-D004 | 0
499 | LCS-PMB1301B-LV-C01 | LCS-PMB1301B | 5C x 2.5-2XWY FRLSH-0.6-1kV-CLM-LOT1 | 1000 | 5C x 2.5 | 2XWY FRLSH | 0.6-1kV | CLM | Area-12 | LOT1 | 5C x 2.5 CU | 255 | 022 | -LOT1-0.6-1kV-5C x 2.5-2XWY FRLSH-958.0-D022 | 0
501 | LCS-PMB1302B-LV-C01 | LCS-PMB1302B | 5C x 2.5-2XWY FRLSH-0.6-1kV-CLM-LOT1 | 1000 | 5C x 2.5 | 2XWY FRLSH | 0.6-1kV | CLM | Area-12 | LOT1 | 5C x 2.5 CU | 267 | 022 | -LOT1-0.6-1kV-5C x 2.5-2XWY FRLSH-958.0-D022 | 0
503 | LCS-PMB1305-LV-C01 | LCS-PMB1305 | 5C x 2.5-2XWY FRLSH-0.6-1kV-CLM-LOT1 | 1000 | 5C x 2.5 | 2XWY FRLSH | 0.6-1kV | CLM | Area-12 | LOT1 | 5C x 2.5 CU | 244 | 021 | -LOT1-0.6-1kV-5C x 2.5-2XWY FRLSH-972.0-D021 | 0
509 | LCS-PMB1501A-LV-C01 | LCS-PMB1501A | 5C x 2.5-2XWY FRLSH-0.6-1kV-CLM-LOT1 | 1000 | 5C x 2.5 | 2XWY FRLSH | 0.6-1kV | CLM | Area-13 | LOT1 | 5C x 2.5 CU | 314 | 020 | -LOT1-0.6-1kV-5C x 2.5-2XWY FRLSH-944.0-D020 | 0
512 | LCS-PMB1502A-LV-C02 | LCS-PMB1502A | 5C x 2.5-2XWY FRLSH-0.6-1kV-CLM-LOT1 | 1000 | 5C x 2.5 | 2XWY FRLSH | 0.6-1kV | CLM | Area-13 | LOT1 | 5C x 2.5 CU | 313 | 019 | -LOT1-0.6-1kV-5C x 2.5-2XWY FRLSH-982.0-D019 | 0
514 | LCS-PMB1801B-LV-C01 | LCS-PMB1801B | 5C x 2.5-2XWY FRLSH-0.6-1kV-CLM-LOT1 | 1000 | 5C x 2.5 | 2XWY FRLSH | 0.6-1kV | CLM | Area-14 | LOT1 | 5C x 2.5 CU | 246 | 018 | -LOT1-0.6-1kV-5C x 2.5-2XWY FRLSH-999.0-D018 | 0
516 | LCS-PMB1822A-LV-C01 | LCS-PMB1822A | 5C x 2.5-2XWY FRLSH-0.6-1kV-CLM-LOT1 | 1000 | 5C x 2.5 | 2XWY FRLSH | 0.6-1kV | CLM | Area-14 | LOT1 | 5C x 2.5 CU | 269 | 017 | -LOT1-0.6-1kV-5C x 2.5-2XWY FRLSH-956.0-D017 | 0
518 | LCS-PMB1824B-LV-C01 | LCS-PMB1824B | 5C x 2.5-2XWY FRLSH-0.6-1kV-CLM-LOT1 | 1000 | 5C x 2.5 | 2XWY FRLSH | 0.6-1kV | CLM | Area-14 | LOT1 | 5C x 2.5 CU | 264 | 015 | -LOT1-0.6-1kV-5C x 2.5-2XWY FRLSH-971.0-D015 | 0
520 | LCS-PMB1832A-LV-C01 | LCS-PMB1832A | 5C x 2.5-2XWY FRLSH-0.6-1kV-CLM-LOT1 | 1000 | 5C x 2.5 | 2XWY FRLSH | 0.6-1kV | CLM | Area-14 | LOT1 | 5C x 2.5 CU | 258 | 015 | -LOT1-0.6-1kV-5C x 2.5-2XWY FRLSH-971.0-D015 | 0
522 | LCS-PMB1833A-LV-C01 | LCS-PMB1833A | 5C x 2.5-2XWY FRLSH-0.6-1kV-CLM-LOT1 | 1000 | 5C x 2.5 | 2XWY FRLSH | 0.6-1kV | CLM | Area-14 | LOT1 | 5C x 2.5 CU | 254 | 014 | -LOT1-0.6-1kV-5C x 2.5-2XWY FRLSH-999.0-D014 | 0
524 | LCS-PMB1842B-LV-C01 | LCS-PMB1842B | 5C x 2.5-2XWY FRLSH-0.6-1kV-CLM-LOT1 | 1000 | 5C x 2.5 | 2XWY FRLSH | 0.6-1kV | CLM | Area-14 | LOT1 | 5C x 2.5 CU | 248 | 013 | -LOT1-0.6-1kV-5C x 2.5-2XWY FRLSH-991.0-D013 | 0
526 | LCS-PMB1851A-LV-C01 | LCS-PMB1851A | 5C x 2.5-2XWY FRLSH-0.6-1kV-CLM-LOT1 | 1000 | 5C x 2.5 | 2XWY FRLSH | 0.6-1kV | CLM | Area-14 | LOT1 | 5C x 2.5 CU | 274 | 012 | -LOT1-0.6-1kV-5C x 2.5-2XWY FRLSH-937.0-D012 | 0
531 | LCS-PMB2601A-LV-C01 | LCS-PMB2601A | 5C x 2.5-2XWY FRLSH-0.6-1kV-CLM-LOT1 | 1000 | 5C x 2.5 | 2XWY FRLSH | 0.6-1kV | CLM | Area-11 | LOT1 | 5C x 2.5 CU | 371 | 011 | -LOT1-0.6-1kV-5C x 2.5-2XWY FRLSH-999.0-D011 | 0
534 | LCS-PMB2603B-LV-C01 | LCS-PMB2603B | 5C x 2.5-2XWY FRLSH-0.6-1kV-CLM-LOT1 | 1000 | 5C x 2.5 | 2XWY FRLSH | 0.6-1kV | CLM | Area-11 | LOT1 | 5C x 2.5 CU | 376 | 008 | -LOT1-0.6-1kV-5C x 2.5-2XWY FRLSH-982.0-D008 | 0
536 | LCS-PMB35021-LV-C01 | LCS-PMB35021 | 5C x 2.5-2XWY FRLSH-0.6-1kV-CLM-LOT1 | 1000 | 5C x 2.5 | 2XWY FRLSH | 0.6-1kV | CLM | Area-09 | LOT1 | 5C x 2.5 CU | 267 | 008 | -LOT1-0.6-1kV-5C x 2.5-2XWY FRLSH-982.0-D008 | 0
541 | UCP-PMB501AB-LV-C03 | UCP-PMB501AB | 5C x 2.5-2XWY FRLSH-0.6-1kV-CLM-LOT1 | 1000 | 5C x 2.5 | 2XWY FRLSH | 0.6-1kV | CLM | Area-13 | LOT1 | 5C x 2.5 CU | 115 | 001 | -LOT1-0.6-1kV-5C x 2.5-2XWY FRLSH-995.0-D001 | 0
546 | UCP-PMB501BB-LV-C03 | UCP-PMB501BB | 5C x 2.5-2XWY FRLSH-0.6-1kV-CLM-LOT1 | 1000 | 5C x 2.5 | 2XWY FRLSH | 0.6-1kV | CLM | Area-13 | LOT1 | 5C x 2.5 CU | 115 | 001 | -LOT1-0.6-1kV-5C x 2.5-2XWY FRLSH-995.0-D001 | 0
551 | UCP-HHMB501A-LV-C02 | UCP-HHMB501A | 5C x 2.5-2XWY FRLSH-0.6-1kV-CLM-LOT1 | 1000 | 5C x 2.5 | 2XWY FRLSH | 0.6-1kV | CLM | Area-13 | LOT1 | 5C x 2.5 CU | 115 | 003 | -LOT1-0.6-1kV-5C x 2.5-2XWY FRLSH-988.0-D003 | 0
554 | UCP-FMB501AB-LV-C02 | UCP-FMB501AB | 5C x 2.5-2XWY FRLSH-0.6-1kV-CLM-LOT1 | 1000 | 5C x 2.5 | 2XWY FRLSH | 0.6-1kV | CLM | Area-13 | LOT1 | 5C x 2.5 CU | 115 | 004 | -LOT1-0.6-1kV-5C x 2.5-2XWY FRLSH-988.0-D004 | 0
557 | UCP-FMB501BB-LV-C02 | UCP-FMB501BB | 5C x 2.5-2XWY FRLSH-0.6-1kV-CLM-LOT1 | 1000 | 5C x 2.5 | 2XWY FRLSH | 0.6-1kV | CLM | Area-13 | LOT1 | 5C x 2.5 CU | 115 | 003 | -LOT1-0.6-1kV-5C x 2.5-2XWY FRLSH-988.0-D003 | 0
563 | LCS-PMB1301A-LV-C01 | LCS-PMB1301A | 5C x 2.5-2XWY FRLSH-0.6-1kV-CLM-LOT1 | 1000 | 5C x 2.5 | 2XWY FRLSH | 0.6-1kV | CLM | Area-12 | LOT1 | 5C x 2.5 CU | 255 | 023 | -LOT1-0.6-1kV-5C x 2.5-2XWY FRLSH-975.0-D023 | 0
565 | LCS-PMB1302A-LV-C01 | LCS-PMB1302A | 5C x 2.5-2XWY FRLSH-0.6-1kV-CLM-LOT1 | 1000 | 5C x 2.5 | 2XWY FRLSH | 0.6-1kV | CLM | Area-12 | LOT1 | 5C x 2.5 CU | 267 | 022 | -LOT1-0.6-1kV-5C x 2.5-2XWY FRLSH-958.0-D022 | 0
571 | LCS-PMB1501B-LV-C01 | LCS-PMB1501B | 5C x 2.5-2XWY FRLSH-0.6-1kV-CLM-LOT1 | 1000 | 5C x 2.5 | 2XWY FRLSH | 0.6-1kV | CLM | Area-13 | LOT1 | 5C x 2.5 CU | 327 | 019 | -LOT1-0.6-1kV-5C x 2.5-2XWY FRLSH-982.0-D019 | 0
574 | LCS-PMB1502B-LV-C02 | LCS-PMB1502B | 5C x 2.5-2XWY FRLSH-0.6-1kV-CLM-LOT1 | 1000 | 5C x 2.5 | 2XWY FRLSH | 0.6-1kV | CLM | Area-13 | LOT1 | 5C x 2.5 CU | 277 | 019 | -LOT1-0.6-1kV-5C x 2.5-2XWY FRLSH-982.0-D019 | 0
576 | LCS-PMB1801A-LV-C01 | LCS-PMB1801A | 5C x 2.5-2XWY FRLSH-0.6-1kV-CLM-LOT1 | 1000 | 5C x 2.5 | 2XWY FRLSH | 0.6-1kV | CLM | Area-14 | LOT1 | 5C x 2.5 CU | 246 | 018 | -LOT1-0.6-1kV-5C x 2.5-2XWY FRLSH-999.0-D018 | 0
578 | LCS-PMB1822B-LV-C01 | LCS-PMB1822B | 5C x 2.5-2XWY FRLSH-0.6-1kV-CLM-LOT1 | 1000 | 5C x 2.5 | 2XWY FRLSH | 0.6-1kV | CLM | Area-14 | LOT1 | 5C x 2.5 CU | 269 | 017 | -LOT1-0.6-1kV-5C x 2.5-2XWY FRLSH-956.0-D017 | 0
580 | LCS-PMB1824A-LV-C01 | LCS-PMB1824A | 5C x 2.5-2XWY FRLSH-0.6-1kV-CLM-LOT1 | 1000 | 5C x 2.5 | 2XWY FRLSH | 0.6-1kV | CLM | Area-14 | LOT1 | 5C x 2.5 CU | 264 | 016 | -LOT1-0.6-1kV-5C x 2.5-2XWY FRLSH-970.0-D016 | 0
582 | LCS-PMB1832B-LV-C01 | LCS-PMB1832B | 5C x 2.5-2XWY FRLSH-0.6-1kV-CLM-LOT1 | 1000 | 5C x 2.5 | 2XWY FRLSH | 0.6-1kV | CLM | Area-14 | LOT1 | 5C x 2.5 CU | 258 | 014 | -LOT1-0.6-1kV-5C x 2.5-2XWY FRLSH-999.0-D014 | 0
584 | LCS-PMB1833B-LV-C01 | LCS-PMB1833B | 5C x 2.5-2XWY FRLSH-0.6-1kV-CLM-LOT1 | 1000 | 5C x 2.5 | 2XWY FRLSH | 0.6-1kV | CLM | Area-14 | LOT1 | 5C x 2.5 CU | 254 | 014 | -LOT1-0.6-1kV-5C x 2.5-2XWY FRLSH-999.0-D014 | 0
586 | LCS-PMB1842A-LV-C01 | LCS-PMB1842A | 5C x 2.5-2XWY FRLSH-0.6-1kV-CLM-LOT1 | 1000 | 5C x 2.5 | 2XWY FRLSH | 0.6-1kV | CLM | Area-14 | LOT1 | 5C x 2.5 CU | 248 | 013 | -LOT1-0.6-1kV-5C x 2.5-2XWY FRLSH-991.0-D013 | 0
588 | LCS-PMB1844-LV-C01 | LCS-PMB1844 | 5C x 2.5-2XWY FRLSH-0.6-1kV-CLM-LOT1 | 1000 | 5C x 2.5 | 2XWY FRLSH | 0.6-1kV | CLM | Area-14 | LOT1 | 5C x 2.5 CU | 246 | 010 | -LOT1-0.6-1kV-5C x 2.5-2XWY FRLSH-983.0-D010 | 0
590 | LCS-PMB1851B-LV-C01 | LCS-PMB1851B | 5C x 2.5-2XWY FRLSH-0.6-1kV-CLM-LOT1 | 1000 | 5C x 2.5 | 2XWY FRLSH | 0.6-1kV | CLM | Area-14 | LOT1 | 5C x 2.5 CU | 274 | 008 | -LOT1-0.6-1kV-5C x 2.5-2XWY FRLSH-982.0-D008 | 0
595 | LCS-PMB2601B-LV-C01 | LCS-PMB2601B | 5C x 2.5-2XWY FRLSH-0.6-1kV-CLM-LOT1 | 1000 | 5C x 2.5 | 2XWY FRLSH | 0.6-1kV | CLM | Area-11 | LOT1 | 5C x 2.5 CU | 371 | 010 | -LOT1-0.6-1kV-5C x 2.5-2XWY FRLSH-983.0-D010 | 0
598 | LCS-PMB2603A-LV-C01 | LCS-PMB2603A | 5C x 2.5-2XWY FRLSH-0.6-1kV-CLM-LOT1 | 1000 | 5C x 2.5 | 2XWY FRLSH | 0.6-1kV | CLM | Area-11 | LOT1 | 5C x 2.5 CU | 376 | 009 | -LOT1-0.6-1kV-5C x 2.5-2XWY FRLSH-994.0-D009 | 0
600 | LCS-PMB35022-LV-C01 | LCS-PMB35022 | 5C x 2.5-2XWY FRLSH-0.6-1kV-CLM-LOT1 | 1000 | 5C x 2.5 | 2XWY FRLSH | 0.6-1kV | CLM | Area-09 | LOT1 | 5C x 2.5 CU | 267 | 007 | -LOT1-0.6-1kV-5C x 2.5-2XWY FRLSH-970.0-D007 | 0
605 | UCP-PMB501AA-LV-C03 | UCP-PMB501AA | 5C x 2.5-2XWY FRLSH-0.6-1kV-CLM-LOT1 | 1000 | 5C x 2.5 | 2XWY FRLSH | 0.6-1kV | CLM | Area-13 | LOT1 | 5C x 2.5 CU | 115 | 001 | -LOT1-0.6-1kV-5C x 2.5-2XWY FRLSH-995.0-D001 | 0
610 | UCP-PMB501BA-LV-C03 | UCP-PMB501BA | 5C x 2.5-2XWY FRLSH-0.6-1kV-CLM-LOT1 | 1000 | 5C x 2.5 | 2XWY FRLSH | 0.6-1kV | CLM | Area-13 | LOT1 | 5C x 2.5 CU | 115 | 001 | -LOT1-0.6-1kV-5C x 2.5-2XWY FRLSH-995.0-D001 | 0
615 | UCP-HHMB501B-LV-C02 | UCP-HHMB501B | 5C x 2.5-2XWY FRLSH-0.6-1kV-CLM-LOT1 | 1000 | 5C x 2.5 | 2XWY FRLSH | 0.6-1kV | CLM | Area-13 | LOT1 | 5C x 2.5 CU | 105 | 002 | -LOT1-0.6-1kV-5C x 2.5-2XWY FRLSH-976.0-D002 | 0
618 | UCP-FMB501AA-LV-C02 | UCP-FMB501AA | 5C x 2.5-2XWY FRLSH-0.6-1kV-CLM-LOT1 | 1000 | 5C x 2.5 | 2XWY FRLSH | 0.6-1kV | CLM | Area-13 | LOT1 | 5C x 2.5 CU | 105 | 004 | -LOT1-0.6-1kV-5C x 2.5-2XWY FRLSH-988.0-D004 | 0
621 | UCP-FMB501BA-LV-C02 | UCP-FMB501BA | 5C x 2.5-2XWY FRLSH-0.6-1kV-CLM-LOT1 | 1000 | 5C x 2.5 | 2XWY FRLSH | 0.6-1kV | CLM | Area-13 | LOT1 | 5C x 2.5 CU | 105 | 003 | -LOT1-0.6-1kV-5C x 2.5-2XWY FRLSH-988.0-D003 | 0
628 | LCS-PM1201A-LV-C01 | LCS-PM1201A | 5C x 2.5-2XWY FRLSH-0.6-1kV-CLM-LOT1 | 1000 | 5C x 2.5 | 2XWY FRLSH | 0.6-1kV | CLM | Area-08 | LOT1 | 5C x 2.5 CU | 201 | 060 | -LOT1-0.6-1kV-5C x 2.5-2XWY FRLSH-894.0-D060 | 0
630 | LCS-PM1202A-LV-C01 | LCS-PM1202A | 5C x 2.5-2XWY FRLSH-0.6-1kV-CLM-LOT1 | 1000 | 5C x 2.5 | 2XWY FRLSH | 0.6-1kV | CLM | Area-08 | LOT1 | 5C x 2.5 CU | 213 | 053 | -LOT1-0.6-1kV-5C x 2.5-2XWY FRLSH-997.0-D053 | 0
632 | LCS-PM1211A-LV-C01 | LCS-PM1211A | 5C x 2.5-2XWY FRLSH-0.6-1kV-CLM-LOT1 | 1000 | 5C x 2.5 | 2XWY FRLSH | 0.6-1kV | CLM | Area-08 | LOT1 | 5C x 2.5 CU | 205 | 043 | -LOT1-0.6-1kV-5C x 2.5-2XWY FRLSH-990.0-D043 | 0
634 | LCS-BL1301B-LV-C01 | LCS-BL1301B | 5C x 2.5-2XWY FRLSH-0.6-1kV-CLM-LOT1 | 1000 | 5C x 2.5 | 2XWY FRLSH | 0.6-1kV | CLM | Area-18 | LOT1 | 5C x 2.5 CU | 337 | 062 | -LOT1-0.6-1kV-5C x 2.5-2XWY FRLSH-682.0-D062 | 0
636 | LCS-PM1303A-LV-C01 | LCS-PM1303A | 5C x 2.5-2XWY FRLSH-0.6-1kV-CLM-LOT1 | 1000 | 5C x 2.5 | 2XWY FRLSH | 0.6-1kV | CLM | Area-18 | LOT1 | 5C x 2.5 CU | 345 | 062 | -LOT1-0.6-1kV-5C x 2.5-2XWY FRLSH-682.0-D062 | 0
639 | LCS-PM1304A-LV-C01 | LCS-PM1304A | 5C x 2.5-2XWY FRLSH-0.6-1kV-CLM-LOT1 | 1000 | 5C x 2.5 | 2XWY FRLSH | 0.6-1kV | CLM | Area-18 | LOT1 | 5C x 2.5 CU | 342 | 061 | -LOT1-0.6-1kV-5C x 2.5-2XWY FRLSH-687.0-D061 | 0
641 | LCS-PM1601A-LV-C01 | LCS-PM1601A | 5C x 2.5-2XWY FRLSH-0.6-1kV-CLM-LOT1 | 1000 | 5C x 2.5 | 2XWY FRLSH | 0.6-1kV | CLM | Area-05 | LOT1 | 5C x 2.5 CU | 351 | 060 | -LOT1-0.6-1kV-5C x 2.5-2XWY FRLSH-894.0-D060 | 0
644 | LCS-PM1701B-LV-C01 | LCS-PM1701B | 5C x 2.5-2XWY FRLSH-0.6-1kV-CLM-LOT1 | 1000 | 5C x 2.5 | 2XWY FRLSH | 0.6-1kV | CLM | Area-14 | LOT1 | 5C x 2.5 CU | 298 | 059 | -LOT1-0.6-1kV-5C x 2.5-2XWY FRLSH-947.0-D059 | 0
649 | LCS-PM1703B-LV-C01 | LCS-PM1703B | 5C x 2.5-2XWY FRLSH-0.6-1kV-CLM-LOT1 | 1000 | 5C x 2.5 | 2XWY FRLSH | 0.6-1kV | CLM | Area-14 | LOT1 | 5C x 2.5 CU | 311 | 058 | -LOT1-0.6-1kV-5C x 2.5-2XWY FRLSH-909.0-D058 | 0
651 | LCS-PM1704B-LV-C01 | LCS-PM1704B | 5C x 2.5-2XWY FRLSH-0.6-1kV-CLM-LOT1 | 1000 | 5C x 2.5 | 2XWY FRLSH | 0.6-1kV | CLM | Area-14 | LOT1 | 5C x 2.5 CU | 287 | 057 | -LOT1-0.6-1kV-5C x 2.5-2XWY FRLSH-905.0-D057 | 0
653 | LCS-PM1705B-LV-C01 | LCS-PM1705B | 5C x 2.5-2XWY FRLSH-0.6-1kV-CLM-LOT1 | 1000 | 5C x 2.5 | 2XWY FRLSH | 0.6-1kV | CLM | Area-14 | LOT1 | 5C x 2.5 CU | 309 | 057 | -LOT1-0.6-1kV-5C x 2.5-2XWY FRLSH-905.0-D057 | 0
655 | LCS-PM1901B-LV-C01 | LCS-PM1901B | 5C x 2.5-2XWY FRLSH-0.6-1kV-CLM-LOT1 | 1000 | 5C x 2.5 | 2XWY FRLSH | 0.6-1kV | CLM | Area-14 | LOT1 | 5C x 2.5 CU | 302 | 055 | -LOT1-0.6-1kV-5C x 2.5-2XWY FRLSH-896.0-D055 | 0
658 | LCS-PM1902A-LV-C01 | LCS-PM1902A | 5C x 2.5-2XWY FRLSH-0.6-1kV-CLM-LOT1 | 1000 | 5C x 2.5 | 2XWY FRLSH | 0.6-1kV | CLM | Area-14 | LOT1 | 5C x 2.5 CU | 297 | 055 | -LOT1-0.6-1kV-5C x 2.5-2XWY FRLSH-896.0-D055 | 0
663 | LCS-PM2103A-LV-C01 | LCS-PM2103A | 5C x 2.5-2XWY FRLSH-0.6-1kV-CLM-LOT1 | 1000 | 5C x 2.5 | 2XWY FRLSH | 0.6-1kV | CLM | Area-10 | LOT1 | 5C x 2.5 CU | 379 | 054 | -LOT1-0.6-1kV-5C x 2.5-2XWY FRLSH-956.0-D054 | 0
666 | LCS-PM2252-LV-C01 | LCS-PM2252 | 5C x 2.5-2XWY FRLSH-0.6-1kV-CLM-LOT1 | 1000 | 5C x 2.5 | 2XWY FRLSH | 0.6-1kV | CLM | Area-11 | LOT1 | 5C x 2.5 CU | 352 | 052 | -LOT1-0.6-1kV-5C x 2.5-2XWY FRLSH-960.0-D052 | 0
668 | LCS-PM2351A-LV-C01 | LCS-PM2351A | 5C x 2.5-2XWY FRLSH-0.6-1kV-CLM-LOT1 | 1000 | 5C x 2.5 | 2XWY FRLSH | 0.6-1kV | CLM | Area-11 | LOT1 | 5C x 2.5 CU | 344 | 052 | -LOT1-0.6-1kV-5C x 2.5-2XWY FRLSH-960.0-D052 | 0
670 | LCS-PM2404A-LV-C01 | LCS-PM2404A | 5C x 2.5-2XWY FRLSH-0.6-1kV-CLM-LOT1 | 1000 | 5C x 2.5 | 2XWY FRLSH | 0.6-1kV | CLM | Area-05 | LOT1 | 5C x 2.5 CU | 271 | 047 | -LOT1-0.6-1kV-5C x 2.5-2XWY FRLSH-989.0-D047 | 0
672 | LCS-PM2405B-LV-C01 | LCS-PM2405B | 5C x 2.5-2XWY FRLSH-0.6-1kV-CLM-LOT1 | 1000 | 5C x 2.5 | 2XWY FRLSH | 0.6-1kV | CLM | Area-05 | LOT1 | 5C x 2.5 CU | 262 | 036 | -LOT1-0.6-1kV-5C x 2.5-2XWY FRLSH-980.0-D036 | 0
674 | LCS-PM2502A-LV-C01 | LCS-PM2502A | 5C x 2.5-2XWY FRLSH-0.6-1kV-CLM-LOT1 | 1000 | 5C x 2.5 | 2XWY FRLSH | 0.6-1kV | CLM | Area-05 | LOT1 | 5C x 2.5 CU | 345 | 048 | -LOT1-0.6-1kV-5C x 2.5-2XWY FRLSH-998.0-D048 | 0
676 | LCS-PM30011-LV-C01 | LCS-PM30011 | 5C x 2.5-2XWY FRLSH-0.6-1kV-CLM-LOT1 | 1000 | 5C x 2.5 | 2XWY FRLSH | 0.6-1kV | CLM | Area-04 | LOT1 | 5C x 2.5 CU | 368 | 046 | -LOT1-0.6-1kV-5C x 2.5-2XWY FRLSH-971.0-D046 | 0
678 | LCS-PM30021-LV-C01 | LCS-PM30021 | 5C x 2.5-2XWY FRLSH-0.6-1kV-CLM-LOT1 | 1000 | 5C x 2.5 | 2XWY FRLSH | 0.6-1kV | CLM | Area-09 | LOT1 | 5C x 2.5 CU | 340 | 045 | -LOT1-0.6-1kV-5C x 2.5-2XWY FRLSH-976.0-D045 | 0
680 | LCS-PM30022-LV-C01 | LCS-PM30022 | 5C x 2.5-2XWY FRLSH-0.6-1kV-CLM-LOT1 | 1000 | 5C x 2.5 | 2XWY FRLSH | 0.6-1kV | CLM | Area-09 | LOT1 | 5C x 2.5 CU | 353 | 044 | -LOT1-0.6-1kV-5C x 2.5-2XWY FRLSH-982.0-D044 | 0
682 | LCS-PM30031-LV-C01 | LCS-PM30031 | 5C x 2.5-2XWY FRLSH-0.6-1kV-CLM-LOT1 | 1000 | 5C x 2.5 | 2XWY FRLSH | 0.6-1kV | CLM | Area-15 | LOT1 | 5C x 2.5 CU | 386 | 043 | -LOT1-0.6-1kV-5C x 2.5-2XWY FRLSH-990.0-D043 | 0
684 | LCS-PM30041-LV-C01 | LCS-PM30041 | 5C x 2.5-2XWY FRLSH-0.6-1kV-CLM-LOT1 | 1000 | 5C x 2.5 | 2XWY FRLSH | 0.6-1kV | CLM | Area-15 | LOT1 | 5C x 2.5 CU | 408 | 042 | -LOT1-0.6-1kV-5C x 2.5-2XWY FRLSH-824.0-D042 | 0
686 | LCS-PM3005A-LV-C01 | LCS-PM3005A | 5C x 2.5-2XWY FRLSH-0.6-1kV-CLM-LOT1 | 1000 | 5C x 2.5 | 2XWY FRLSH | 0.6-1kV | CLM | Area-18 | LOT1 | 5C x 2.5 CU | 374 | 041 | -LOT1-0.6-1kV-5C x 2.5-2XWY FRLSH-953.0-D041 | 0
688 | LCS-PM3008A-LV-C01 | LCS-PM3008A | 5C x 2.5-2XWY FRLSH-0.6-1kV-CLM-LOT1 | 1000 | 5C x 2.5 | 2XWY FRLSH | 0.6-1kV | CLM | Area-17 | LOT1 | 5C x 2.5 CU | 329 | 039 | -LOT1-0.6-1kV-5C x 2.5-2XWY FRLSH-997.0-D039 | 0
690 | LCS-PM3009A-LV-C01 | LCS-PM3009A | 5C x 2.5-2XWY FRLSH-0.6-1kV-CLM-LOT1 | 1000 | 5C x 2.5 | 2XWY FRLSH | 0.6-1kV | CLM | Area-17 | LOT1 | 5C x 2.5 CU | 328 | 038 | -LOT1-0.6-1kV-5C x 2.5-2XWY FRLSH-985.0-D038 | 0
692 | LCS-PM3010A-LV-C01 | LCS-PM3010A | 5C x 2.5-2XWY FRLSH-0.6-1kV-CLM-LOT1 | 1000 | 5C x 2.5 | 2XWY FRLSH | 0.6-1kV | CLM | Area-17 | LOT1 | 5C x 2.5 CU | 328 | 037 | -LOT1-0.6-1kV-5C x 2.5-2XWY FRLSH-972.0-D037 | 0
696 | LCS-PM3013-LV-C01 | LCS-PM3013 | 5C x 2.5-2XWY FRLSH-0.6-1kV-CLM-LOT1 | 1000 | 5C x 2.5 | 2XWY FRLSH | 0.6-1kV | CLM | Area-17 | LOT1 | 5C x 2.5 CU | 316 | 037 | -LOT1-0.6-1kV-5C x 2.5-2XWY FRLSH-972.0-D037 | 0
698 | LCS-PM35031-LV-C01 | LCS-PM35031 | 5C x 2.5-2XWY FRLSH-0.6-1kV-CLM-LOT1 | 1000 | 5C x 2.5 | 2XWY FRLSH | 0.6-1kV | CLM | Area-15 | LOT1 | 5C x 2.5 CU | 316 | 035 | -LOT1-0.6-1kV-5C x 2.5-2XWY FRLSH-967.0-D035 | 0
700 | LCS-PM35041-LV-C01 | LCS-PM35041 | 5C x 2.5-2XWY FRLSH-0.6-1kV-CLM-LOT1 | 1000 | 5C x 2.5 | 2XWY FRLSH | 0.6-1kV | CLM | Area-15 | LOT1 | 5C x 2.5 CU | 335 | 035 | -LOT1-0.6-1kV-5C x 2.5-2XWY FRLSH-967.0-D035 | 0
718 | UCP-H5001A1-LV-C02 | UCP-H5001A1 | 5C x 2.5-2XWY FRLSH-0.6-1kV-CLM-LOT1 | 1000 | 5C x 2.5 | 2XWY FRLSH | 0.6-1kV | CLM | Area-17 | LOT1 | 5C x 2.5 CU | 358 | 004 | -LOT1-0.6-1kV-5C x 2.5-2XWY FRLSH-988.0-D004 | 0
736 | LCS-PM1201B-LV-C01 | LCS-PM1201B | 5C x 2.5-2XWY FRLSH-0.6-1kV-CLM-LOT1 | 1000 | 5C x 2.5 | 2XWY FRLSH | 0.6-1kV | CLM | Area-08 | LOT1 | 5C x 2.5 CU | 201 | 054 | -LOT1-0.6-1kV-5C x 2.5-2XWY FRLSH-956.0-D054 | 0
738 | LCS-PM1202B-LV-C01 | LCS-PM1202B | 5C x 2.5-2XWY FRLSH-0.6-1kV-CLM-LOT1 | 1000 | 5C x 2.5 | 2XWY FRLSH | 0.6-1kV | CLM | Area-08 | LOT1 | 5C x 2.5 CU | 213 | 046 | -LOT1-0.6-1kV-5C x 2.5-2XWY FRLSH-971.0-D046 | 0
740 | LCS-PM1211B-LV-C01 | LCS-PM1211B | 5C x 2.5-2XWY FRLSH-0.6-1kV-CLM-LOT1 | 1000 | 5C x 2.5 | 2XWY FRLSH | 0.6-1kV | CLM | Area-08 | LOT1 | 5C x 2.5 CU | 205 | 041 | -LOT1-0.6-1kV-5C x 2.5-2XWY FRLSH-953.0-D041 | 0
742 | LCS-BL1301A-LV-C01 | LCS-BL1301A | 5C x 2.5-2XWY FRLSH-0.6-1kV-CLM-LOT1 | 1000 | 5C x 2.5 | 2XWY FRLSH | 0.6-1kV | CLM | Area-18 | LOT1 | 5C x 2.5 CU | 337 | 063 | -LOT1-0.6-1kV-5C x 2.5-2XWY FRLSH-337.0-D063 | 0
744 | LCS-PM1303B-LV-C01 | LCS-PM1303B | 5C x 2.5-2XWY FRLSH-0.6-1kV-CLM-LOT1 | 1000 | 5C x 2.5 | 2XWY FRLSH | 0.6-1kV | CLM | Area-18 | LOT1 | 5C x 2.5 CU | 345 | 061 | -LOT1-0.6-1kV-5C x 2.5-2XWY FRLSH-687.0-D061 | 0
747 | LCS-PM1304B-LV-C01 | LCS-PM1304B | 5C x 2.5-2XWY FRLSH-0.6-1kV-CLM-LOT1 | 1000 | 5C x 2.5 | 2XWY FRLSH | 0.6-1kV | CLM | Area-18 | LOT1 | 5C x 2.5 CU | 342 | 060 | -LOT1-0.6-1kV-5C x 2.5-2XWY FRLSH-894.0-D060 | 0
749 | LCS-PM1601B-LV-C01 | LCS-PM1601B | 5C x 2.5-2XWY FRLSH-0.6-1kV-CLM-LOT1 | 1000 | 5C x 2.5 | 2XWY FRLSH | 0.6-1kV | CLM | Area-05 | LOT1 | 5C x 2.5 CU | 351 | 059 | -LOT1-0.6-1kV-5C x 2.5-2XWY FRLSH-947.0-D059 | 0
752 | LCS-PM1701A-LV-C01 | LCS-PM1701A | 5C x 2.5-2XWY FRLSH-0.6-1kV-CLM-LOT1 | 1000 | 5C x 2.5 | 2XWY FRLSH | 0.6-1kV | CLM | Area-14 | LOT1 | 5C x 2.5 CU | 298 | 059 | -LOT1-0.6-1kV-5C x 2.5-2XWY FRLSH-947.0-D059 | 0
757 | LCS-PM1703A-LV-C01 | LCS-PM1703A | 5C x 2.5-2XWY FRLSH-0.6-1kV-CLM-LOT1 | 1000 | 5C x 2.5 | 2XWY FRLSH | 0.6-1kV | CLM | Area-14 | LOT1 | 5C x 2.5 CU | 311 | 058 | -LOT1-0.6-1kV-5C x 2.5-2XWY FRLSH-909.0-D058 | 0
759 | LCS-PM1704A-LV-C01 | LCS-PM1704A | 5C x 2.5-2XWY FRLSH-0.6-1kV-CLM-LOT1 | 1000 | 5C x 2.5 | 2XWY FRLSH | 0.6-1kV | CLM | Area-14 | LOT1 | 5C x 2.5 CU | 287 | 058 | -LOT1-0.6-1kV-5C x 2.5-2XWY FRLSH-909.0-D058 | 0
761 | LCS-PM1705A-LV-C01 | LCS-PM1705A | 5C x 2.5-2XWY FRLSH-0.6-1kV-CLM-LOT1 | 1000 | 5C x 2.5 | 2XWY FRLSH | 0.6-1kV | CLM | Area-14 | LOT1 | 5C x 2.5 CU | 309 | 057 | -LOT1-0.6-1kV-5C x 2.5-2XWY FRLSH-905.0-D057 | 0
764 | LCS-PM1901A-LV-C01 | LCS-PM1901A | 5C x 2.5-2XWY FRLSH-0.6-1kV-CLM-LOT1 | 1000 | 5C x 2.5 | 2XWY FRLSH | 0.6-1kV | CLM | Area-14 | LOT1 | 5C x 2.5 CU | 302 | 056 | -LOT1-0.6-1kV-5C x 2.5-2XWY FRLSH-852.0-D056 | 0
766 | LCS-PM1902B-LV-C01 | LCS-PM1902B | 5C x 2.5-2XWY FRLSH-0.6-1kV-CLM-LOT1 | 1000 | 5C x 2.5 | 2XWY FRLSH | 0.6-1kV | CLM | Area-14 | LOT1 | 5C x 2.5 CU | 297 | 055 | -LOT1-0.6-1kV-5C x 2.5-2XWY FRLSH-896.0-D055 | 0
771 | LCS-PM2103B-LV-C01 | LCS-PM2103B | 5C x 2.5-2XWY FRLSH-0.6-1kV-CLM-LOT1 | 1000 | 5C x 2.5 | 2XWY FRLSH | 0.6-1kV | CLM | Area-10 | LOT1 | 5C x 2.5 CU | 376 | 054 | -LOT1-0.6-1kV-5C x 2.5-2XWY FRLSH-956.0-D054 | 0
773 | LCS-PM2351B-LV-C01 | LCS-PM2351B | 5C x 2.5-2XWY FRLSH-0.6-1kV-CLM-LOT1 | 1000 | 5C x 2.5 | 2XWY FRLSH | 0.6-1kV | CLM | Area-11 | LOT1 | 5C x 2.5 CU | 344 | 051 | -LOT1-0.6-1kV-5C x 2.5-2XWY FRLSH-954.0-D051 | 0
775 | LCS-PM2404B-LV-C01 | LCS-PM2404B | 5C x 2.5-2XWY FRLSH-0.6-1kV-CLM-LOT1 | 1000 | 5C x 2.5 | 2XWY FRLSH | 0.6-1kV | CLM | Area-05 | LOT1 | 5C x 2.5 CU | 271 | 045 | -LOT1-0.6-1kV-5C x 2.5-2XWY FRLSH-976.0-D045 | 0
777 | LCS-PM2405A-LV-C01 | LCS-PM2405A | 5C x 2.5-2XWY FRLSH-0.6-1kV-CLM-LOT1 | 1000 | 5C x 2.5 | 2XWY FRLSH | 0.6-1kV | CLM | Area-05 | LOT1 | 5C x 2.5 CU | 262 | 044 | -LOT1-0.6-1kV-5C x 2.5-2XWY FRLSH-982.0-D044 | 0
779 | LCS-PM2502B-LV-C01 | LCS-PM2502B | 5C x 2.5-2XWY FRLSH-0.6-1kV-CLM-LOT1 | 1000 | 5C x 2.5 | 2XWY FRLSH | 0.6-1kV | CLM | Area-05 | LOT1 | 5C x 2.5 CU | 345 | 047 | -LOT1-0.6-1kV-5C x 2.5-2XWY FRLSH-989.0-D047 | 0
781 | LCS-PM30012-LV-C01 | LCS-PM30012 | 5C x 2.5-2XWY FRLSH-0.6-1kV-CLM-LOT1 | 1000 | 5C x 2.5 | 2XWY FRLSH | 0.6-1kV | CLM | Area-04 | LOT1 | 5C x 2.5 CU | 365 | 045 | -LOT1-0.6-1kV-5C x 2.5-2XWY FRLSH-976.0-D045 | 0
783 | LCS-PM30023-LV-C01 | LCS-PM30023 | 5C x 2.5-2XWY FRLSH-0.6-1kV-CLM-LOT1 | 1000 | 5C x 2.5 | 2XWY FRLSH | 0.6-1kV | CLM | Area-09 | LOT1 | 5C x 2.5 CU | 367 | 044 | -LOT1-0.6-1kV-5C x 2.5-2XWY FRLSH-982.0-D044 | 0
786 | LCS-PM30032-LV-C01 | LCS-PM30032 | 5C x 2.5-2XWY FRLSH-0.6-1kV-CLM-LOT1 | 1000 | 5C x 2.5 | 2XWY FRLSH | 0.6-1kV | CLM | Area-15 | LOT1 | 5C x 2.5 CU | 399 | 043 | -LOT1-0.6-1kV-5C x 2.5-2XWY FRLSH-990.0-D043 | 0
788 | LCS-PM30042-LV-C01 | LCS-PM30042 | 5C x 2.5-2XWY FRLSH-0.6-1kV-CLM-LOT1 | 1000 | 5C x 2.5 | 2XWY FRLSH | 0.6-1kV | CLM | Area-15 | LOT1 | 5C x 2.5 CU | 416 | 042 | -LOT1-0.6-1kV-5C x 2.5-2XWY FRLSH-824.0-D042 | 0
790 | LCS-PM3005B-LV-C01 | LCS-PM3005B | 5C x 2.5-2XWY FRLSH-0.6-1kV-CLM-LOT1 | 1000 | 5C x 2.5 | 2XWY FRLSH | 0.6-1kV | CLM | Area-18 | LOT1 | 5C x 2.5 CU | 374 | 041 | -LOT1-0.6-1kV-5C x 2.5-2XWY FRLSH-953.0-D041 | 0
792 | LCS-PM3008B-LV-C01 | LCS-PM3008B | 5C x 2.5-2XWY FRLSH-0.6-1kV-CLM-LOT1 | 1000 | 5C x 2.5 | 2XWY FRLSH | 0.6-1kV | CLM | Area-17 | LOT1 | 5C x 2.5 CU | 329 | 038 | -LOT1-0.6-1kV-5C x 2.5-2XWY FRLSH-985.0-D038 | 0
794 | LCS-PM3009B-LV-C01 | LCS-PM3009B | 5C x 2.5-2XWY FRLSH-0.6-1kV-CLM-LOT1 | 1000 | 5C x 2.5 | 2XWY FRLSH | 0.6-1kV | CLM | Area-17 | LOT1 | 5C x 2.5 CU | 328 | 038 | -LOT1-0.6-1kV-5C x 2.5-2XWY FRLSH-985.0-D038 | 0
796 | LCS-PM3010B-LV-C01 | LCS-PM3010B | 5C x 2.5-2XWY FRLSH-0.6-1kV-CLM-LOT1 | 1000 | 5C x 2.5 | 2XWY FRLSH | 0.6-1kV | CLM | Area-17 | LOT1 | 5C x 2.5 CU | 328 | 037 | -LOT1-0.6-1kV-5C x 2.5-2XWY FRLSH-972.0-D037 | 0
800 | LCS-PM35032-LV-C01 | LCS-PM35032 | 5C x 2.5-2XWY FRLSH-0.6-1kV-CLM-LOT1 | 1000 | 5C x 2.5 | 2XWY FRLSH | 0.6-1kV | CLM | Area-15 | LOT1 | 5C x 2.5 CU | 316 | 035 | -LOT1-0.6-1kV-5C x 2.5-2XWY FRLSH-967.0-D035 | 0
802 | LCS-PM35042-LV-C01 | LCS-PM35042 | 5C x 2.5-2XWY FRLSH-0.6-1kV-CLM-LOT1 | 1000 | 5C x 2.5 | 2XWY FRLSH | 0.6-1kV | CLM | Area-15 | LOT1 | 5C x 2.5 CU | 335 | 034 | -LOT1-0.6-1kV-5C x 2.5-2XWY FRLSH-975.0-D034 | 0
807 | LCS-PM5054-LV-C01 | LCS-PM5054 | 5C x 2.5-2XWY FRLSH-0.6-1kV-CLM-LOT1 | 1000 | 5C x 2.5 | 2XWY FRLSH | 0.6-1kV | CLM | Area-17 | LOT1 | 5C x 2.5 CU | 350 | 034 | -LOT1-0.6-1kV-5C x 2.5-2XWY FRLSH-975.0-D034 | 0
809 | LCS-PM5058-LV-C01 | LCS-PM5058 | 5C x 2.5-2XWY FRLSH-0.6-1kV-CLM-LOT1 | 1000 | 5C x 2.5 | 2XWY FRLSH | 0.6-1kV | CLM | Area-17 | LOT1 | 5C x 2.5 CU | 350 | 033 | -LOT1-0.6-1kV-5C x 2.5-2XWY FRLSH-855.0-D033 | 0
813 | LCS-PM1835A-LV-C01 | LCS-PM1835A | 5C x 2.5-2XWY FRLSH-0.6-1kV-CLM-LOT1 | 1000 | 5C x 2.5 | 2XWY FRLSH | 0.6-1kV | CLM | Area-14 | LOT1 | 5C x 2.5 CU | 277 | 056 | -LOT1-0.6-1kV-5C x 2.5-2XWY FRLSH-852.0-D056 | 0
835 | LCS-PMA1401A-LV-C01 | LCS-PMA1401A | 5C x 2.5-2XWY FRLSH-0.6-1kV-CLM-LOT1 | 1000 | 5C x 2.5 | 2XWY FRLSH | 0.6-1kV | CLM | Area-07 | LOT1 | 5C x 2.5 CU | 207 | 032 | -LOT1-0.6-1kV-5C x 2.5-2XWY FRLSH-919.0-D032 | 0
837 | LCS-PMB1401B-LV-C01 | LCS-PMB1401B | 5C x 2.5-2XWY FRLSH-0.6-1kV-CLM-LOT1 | 1000 | 5C x 2.5 | 2XWY FRLSH | 0.6-1kV | CLM | Area-13 | LOT1 | 5C x 2.5 CU | 279 | 021 | -LOT1-0.6-1kV-5C x 2.5-2XWY FRLSH-972.0-D021 | 0
845 | LCS-PMA1403A-LV-C01 | LCS-PMA1403A | 5C x 2.5-2XWY FRLSH-0.6-1kV-CLM-LOT1 | 1000 | 5C x 2.5 | 2XWY FRLSH | 0.6-1kV | CLM | Area-07 | LOT1 | 5C x 2.5 CU | 219 | 031 | -LOT1-0.6-1kV-5C x 2.5-2XWY FRLSH-947.0-D031 | 0
847 | LCS-PMB1403A-LV-C01 | LCS-PMB1403A | 5C x 2.5-2XWY FRLSH-0.6-1kV-CLM-LOT1 | 1000 | 5C x 2.5 | 2XWY FRLSH | 0.6-1kV | CLM | Area-13 | LOT1 | 5C x 2.5 CU | 291 | 020 | -LOT1-0.6-1kV-5C x 2.5-2XWY FRLSH-944.0-D020 | 0
853 | LCS-PM1711B-LV-C01 | LCS-PM1711B | 5C x 2.5-2XWY FRLSH-0.6-1kV-CLM-LOT1 | 1000 | 5C x 2.5 | 2XWY FRLSH | 0.6-1kV | CLM | Area-14 | LOT1 | 5C x 2.5 CU | 254 | 040 | -LOT1-0.6-1kV-5C x 2.5-2XWY FRLSH-998.0-D040 | 0
855 | LCS-PMA1821A-LV-C01 | LCS-PMA1821A | 5C x 2.5-2XWY FRLSH-0.6-1kV-CLM-LOT1 | 1000 | 5C x 2.5 | 2XWY FRLSH | 0.6-1kV | CLM | Area-08 | LOT1 | 5C x 2.5 CU | 188 | 029 | -LOT1-0.6-1kV-5C x 2.5-2XWY FRLSH-964.0-D029 | 0
857 | LCS-PMB1821B-LV-C01 | LCS-PMB1821B | 5C x 2.5-2XWY FRLSH-0.6-1kV-CLM-LOT1 | 1000 | 5C x 2.5 | 2XWY FRLSH | 0.6-1kV | CLM | Area-14 | LOT1 | 5C x 2.5 CU | 255 | 017 | -LOT1-0.6-1kV-5C x 2.5-2XWY FRLSH-956.0-D017 | 0
859 | LCS-PMA1823B-LV-C01 | LCS-PMA1823B | 5C x 2.5-2XWY FRLSH-0.6-1kV-CLM-LOT1 | 1000 | 5C x 2.5 | 2XWY FRLSH | 0.6-1kV | CLM | Area-08 | LOT1 | 5C x 2.5 CU | 188 | 028 | -LOT1-0.6-1kV-5C x 2.5-2XWY FRLSH-921.0-D028 | 0
861 | LCS-PMB1823B-LV-C01 | LCS-PMB1823B | 5C x 2.5-2XWY FRLSH-0.6-1kV-CLM-LOT1 | 1000 | 5C x 2.5 | 2XWY FRLSH | 0.6-1kV | CLM | Area-14 | LOT1 | 5C x 2.5 CU | 249 | 016 | -LOT1-0.6-1kV-5C x 2.5-2XWY FRLSH-970.0-D016 | 0
863 | LCS-PMA1831A-LV-C01 | LCS-PMA1831A | 5C x 2.5-2XWY FRLSH-0.6-1kV-CLM-LOT1 | 1000 | 5C x 2.5 | 2XWY FRLSH | 0.6-1kV | CLM | Area-08 | LOT1 | 5C x 2.5 CU | 176 | 028 | -LOT1-0.6-1kV-5C x 2.5-2XWY FRLSH-921.0-D028 | 0
865 | LCS-PMB1831B-LV-C01 | LCS-PMB1831B | 5C x 2.5-2XWY FRLSH-0.6-1kV-CLM-LOT1 | 1000 | 5C x 2.5 | 2XWY FRLSH | 0.6-1kV | CLM | Area-14 | LOT1 | 5C x 2.5 CU | 241 | 013 | -LOT1-0.6-1kV-5C x 2.5-2XWY FRLSH-991.0-D013 | 0
867 | LCS-PMA1841A-LV-C01 | LCS-PMA1841A | 5C x 2.5-2XWY FRLSH-0.6-1kV-CLM-LOT1 | 1000 | 5C x 2.5 | 2XWY FRLSH | 0.6-1kV | CLM | Area-08 | LOT1 | 5C x 2.5 CU | 175 | 027 | -LOT1-0.6-1kV-5C x 2.5-2XWY FRLSH-950.0-D027 | 0
869 | LCS-PMB1841A-LV-C01 | LCS-PMB1841A | 5C x 2.5-2XWY FRLSH-0.6-1kV-CLM-LOT1 | 1000 | 5C x 2.5 | 2XWY FRLSH | 0.6-1kV | CLM | Area-14 | LOT1 | 5C x 2.5 CU | 236 | 011 | -LOT1-0.6-1kV-5C x 2.5-2XWY FRLSH-999.0-D011 | 0
871 | LCS-PMA1843A-LV-C01 | LCS-PMA1843A | 5C x 2.5-2XWY FRLSH-0.6-1kV-CLM-LOT1 | 1000 | 5C x 2.5 | 2XWY FRLSH | 0.6-1kV | CLM | Area-08 | LOT1 | 5C x 2.5 CU | 169 | 022 | -LOT1-0.6-1kV-5C x 2.5-2XWY FRLSH-958.0-D022 | 0
873 | LCS-PMB1843B-LV-C01 | LCS-PMB1843B | 5C x 2.5-2XWY FRLSH-0.6-1kV-CLM-LOT1 | 1000 | 5C x 2.5 | 2XWY FRLSH | 0.6-1kV | CLM | Area-14 | LOT1 | 5C x 2.5 CU | 235 | 009 | -LOT1-0.6-1kV-5C x 2.5-2XWY FRLSH-994.0-D009 | 0
875 | LCS-PM1903A-LV-C01 | LCS-PM1903A | 5C x 2.5-2XWY FRLSH-0.6-1kV-CLM-LOT1 | 1000 | 5C x 2.5 | 2XWY FRLSH | 0.6-1kV | CLM | Area-14 | LOT1 | 5C x 2.5 CU | 264 | 052 | -LOT1-0.6-1kV-5C x 2.5-2XWY FRLSH-960.0-D052 | 0
888 | LCS-PM2251A-LV-C01 | LCS-PM2251A | 5C x 2.5-2XWY FRLSH-0.6-1kV-CLM-LOT1 | 1000 | 5C x 2.5 | 2XWY FRLSH | 0.6-1kV | CLM | Area-11 | LOT1 | 5C x 2.5 CU | 401 | 053 | -LOT1-0.6-1kV-5C x 2.5-2XWY FRLSH-997.0-D053 | 0
890 | LCS-PMA2301A-LV-C01 | LCS-PMA2301A | 5C x 2.5-2XWY FRLSH-0.6-1kV-CLM-LOT1 | 1000 | 5C x 2.5 | 2XWY FRLSH | 0.6-1kV | CLM | Area-11 | LOT1 | 5C x 2.5 CU | 379 | 026 | -LOT1-0.6-1kV-5C x 2.5-2XWY FRLSH-999.0-D026 | 0
892 | LCS-PMB2301A-LV-C01 | LCS-PMB2301A | 5C x 2.5-2XWY FRLSH-0.6-1kV-CLM-LOT1 | 1000 | 5C x 2.5 | 2XWY FRLSH | 0.6-1kV | CLM | Area-11 | LOT1 | 5C x 2.5 CU | 410 | 012 | -LOT1-0.6-1kV-5C x 2.5-2XWY FRLSH-937.0-D012 | 0
895 | LCS-PM2401A-LV-C01 | LCS-PM2401A | 5C x 2.5-2XWY FRLSH-0.6-1kV-CLM-LOT1 | 1000 | 5C x 2.5 | 2XWY FRLSH | 0.6-1kV | CLM | Area-05 | LOT1 | 5C x 2.5 CU | 328 | 051 | -LOT1-0.6-1kV-5C x 2.5-2XWY FRLSH-954.0-D051 | 0
897 | LCS-PM2402B-LV-C01 | LCS-PM2402B | 5C x 2.5-2XWY FRLSH-0.6-1kV-CLM-LOT1 | 1000 | 5C x 2.5 | 2XWY FRLSH | 0.6-1kV | CLM | Area-05 | LOT1 | 5C x 2.5 CU | 324 | 050 | -LOT1-0.6-1kV-5C x 2.5-2XWY FRLSH-950.0-D050 | 0
899 | LCS-PM2403A-LV-C01 | LCS-PM2403A | 5C x 2.5-2XWY FRLSH-0.6-1kV-CLM-LOT1 | 1000 | 5C x 2.5 | 2XWY FRLSH | 0.6-1kV | CLM | Area-05 | LOT1 | 5C x 2.5 CU | 320 | 049 | -LOT1-0.6-1kV-5C x 2.5-2XWY FRLSH-954.0-D049 | 0
901 | LCS-PM2406A-LV-C01 | LCS-PM2406A | 5C x 2.5-2XWY FRLSH-0.6-1kV-CLM-LOT1 | 1000 | 5C x 2.5 | 2XWY FRLSH | 0.6-1kV | CLM | Area-05 | LOT1 | 5C x 2.5 CU | 308 | 048 | -LOT1-0.6-1kV-5C x 2.5-2XWY FRLSH-998.0-D048 | 0
903 | LCS-PM2451B-LV-C01 | LCS-PM2451B | 5C x 2.5-2XWY FRLSH-0.6-1kV-CLM-LOT1 | 1000 | 5C x 2.5 | 2XWY FRLSH | 0.6-1kV | CLM | Area-11 | LOT1 | 5C x 2.5 CU | 345 | 048 | -LOT1-0.6-1kV-5C x 2.5-2XWY FRLSH-998.0-D048 | 0
905 | LCS-PM2551B-LV-C01 | LCS-PM2551B | 5C x 2.5-2XWY FRLSH-0.6-1kV-CLM-LOT1 | 1000 | 5C x 2.5 | 2XWY FRLSH | 0.6-1kV | CLM | Area-11 | LOT1 | 5C x 2.5 CU | 390 | 046 | -LOT1-0.6-1kV-5C x 2.5-2XWY FRLSH-971.0-D046 | 0
907 | LCS-PMA2602A-LV-C01 | LCS-PMA2602A | 5C x 2.5-2XWY FRLSH-0.6-1kV-CLM-LOT1 | 1000 | 5C x 2.5 | 2XWY FRLSH | 0.6-1kV | CLM | Area-11 | LOT1 | 5C x 2.5 CU | 395 | 024 | -LOT1-0.6-1kV-5C x 2.5-2XWY FRLSH-942.0-D024 | 0
909 | LCS-PMB2602B-LV-C01 | LCS-PMB2602B | 5C x 2.5-2XWY FRLSH-0.6-1kV-CLM-LOT1 | 1000 | 5C x 2.5 | 2XWY FRLSH | 0.6-1kV | CLM | Area-11 | LOT1 | 5C x 2.5 CU | 383 | 009 | -LOT1-0.6-1kV-5C x 2.5-2XWY FRLSH-994.0-D009 | 0
911 | LCS-PM3006A-LV-C01 | LCS-PM3006A | 5C x 2.5-2XWY FRLSH-0.6-1kV-CLM-LOT1 | 1000 | 5C x 2.5 | 2XWY FRLSH | 0.6-1kV | CLM | Area-17 | LOT1 | 5C x 2.5 CU | 381 | 040 | -LOT1-0.6-1kV-5C x 2.5-2XWY FRLSH-998.0-D040 | 0
913 | LCS-PM3007B-LV-C01 | LCS-PM3007B | 5C x 2.5-2XWY FRLSH-0.6-1kV-CLM-LOT1 | 1000 | 5C x 2.5 | 2XWY FRLSH | 0.6-1kV | CLM | Area-17 | LOT1 | 5C x 2.5 CU | 343 | 039 | -LOT1-0.6-1kV-5C x 2.5-2XWY FRLSH-997.0-D039 | 0
915 | LCS-PM3018A-LV-C01 | LCS-PM3018A | 5C x 2.5-2XWY FRLSH-0.6-1kV-CLM-LOT1 | 1000 | 5C x 2.5 | 2XWY FRLSH | 0.6-1kV | CLM | Area-17 | LOT1 | 5C x 2.5 CU | 368 | 036 | -LOT1-0.6-1kV-5C x 2.5-2XWY FRLSH-980.0-D036 | 0
941 | LCS-PMA1401B-LV-C01 | LCS-PMA1401B | 5C x 2.5-2XWY FRLSH-0.6-1kV-CLM-LOT1 | 1000 | 5C x 2.5 | 2XWY FRLSH | 0.6-1kV | CLM | Area-07 | LOT1 | 5C x 2.5 CU | 189 | 031 | -LOT1-0.6-1kV-5C x 2.5-2XWY FRLSH-947.0-D031 | 0
943 | LCS-PMB1401A-LV-C01 | LCS-PMB1401A | 5C x 2.5-2XWY FRLSH-0.6-1kV-CLM-LOT1 | 1000 | 5C x 2.5 | 2XWY FRLSH | 0.6-1kV | CLM | Area-13 | LOT1 | 5C x 2.5 CU | 262 | 021 | -LOT1-0.6-1kV-5C x 2.5-2XWY FRLSH-972.0-D021 | 0
951 | LCS-PMA1403B-LV-C01 | LCS-PMA1403B | 5C x 2.5-2XWY FRLSH-0.6-1kV-CLM-LOT1 | 1000 | 5C x 2.5 | 2XWY FRLSH | 0.6-1kV | CLM | Area-07 | LOT1 | 5C x 2.5 CU | 202 | 030 | -LOT1-0.6-1kV-5C x 2.5-2XWY FRLSH-982.0-D030 | 0
953 | LCS-PMB1403B-LV-C01 | LCS-PMB1403B | 5C x 2.5-2XWY FRLSH-0.6-1kV-CLM-LOT1 | 1000 | 5C x 2.5 | 2XWY FRLSH | 0.6-1kV | CLM | Area-13 | LOT1 | 5C x 2.5 CU | 274 | 020 | -LOT1-0.6-1kV-5C x 2.5-2XWY FRLSH-944.0-D020 | 0
960 | LCS-PM1711A-LV-C01 | LCS-PM1711A | 5C x 2.5-2XWY FRLSH-0.6-1kV-CLM-LOT1 | 1000 | 5C x 2.5 | 2XWY FRLSH | 0.6-1kV | CLM | Area-14 | LOT1 | 5C x 2.5 CU | 273 | 056 | -LOT1-0.6-1kV-5C x 2.5-2XWY FRLSH-852.0-D056 | 0
962 | LCS-PMA1821B-LV-C01 | LCS-PMA1821B | 5C x 2.5-2XWY FRLSH-0.6-1kV-CLM-LOT1 | 1000 | 5C x 2.5 | 2XWY FRLSH | 0.6-1kV | CLM | Area-08 | LOT1 | 5C x 2.5 CU | 207 | 029 | -LOT1-0.6-1kV-5C x 2.5-2XWY FRLSH-964.0-D029 | 0
964 | LCS-PMB1821A-LV-C01 | LCS-PMB1821A | 5C x 2.5-2XWY FRLSH-0.6-1kV-CLM-LOT1 | 1000 | 5C x 2.5 | 2XWY FRLSH | 0.6-1kV | CLM | Area-14 | LOT1 | 5C x 2.5 CU | 274 | 018 | -LOT1-0.6-1kV-5C x 2.5-2XWY FRLSH-999.0-D018 | 0
966 | LCS-PMA1823A-LV-C01 | LCS-PMA1823A | 5C x 2.5-2XWY FRLSH-0.6-1kV-CLM-LOT1 | 1000 | 5C x 2.5 | 2XWY FRLSH | 0.6-1kV | CLM | Area-08 | LOT1 | 5C x 2.5 CU | 207 | 029 | -LOT1-0.6-1kV-5C x 2.5-2XWY FRLSH-964.0-D029 | 0
968 | LCS-PMB1823A-LV-C01 | LCS-PMB1823A | 5C x 2.5-2XWY FRLSH-0.6-1kV-CLM-LOT1 | 1000 | 5C x 2.5 | 2XWY FRLSH | 0.6-1kV | CLM | Area-14 | LOT1 | 5C x 2.5 CU | 267 | 016 | -LOT1-0.6-1kV-5C x 2.5-2XWY FRLSH-970.0-D016 | 0
970 | LCS-PMA1831B-LV-C01 | LCS-PMA1831B | 5C x 2.5-2XWY FRLSH-0.6-1kV-CLM-LOT1 | 1000 | 5C x 2.5 | 2XWY FRLSH | 0.6-1kV | CLM | Area-08 | LOT1 | 5C x 2.5 CU | 195 | 028 | -LOT1-0.6-1kV-5C x 2.5-2XWY FRLSH-921.0-D028 | 0
972 | LCS-PMB1831A-LV-C01 | LCS-PMB1831A | 5C x 2.5-2XWY FRLSH-0.6-1kV-CLM-LOT1 | 1000 | 5C x 2.5 | 2XWY FRLSH | 0.6-1kV | CLM | Area-14 | LOT1 | 5C x 2.5 CU | 259 | 015 | -LOT1-0.6-1kV-5C x 2.5-2XWY FRLSH-971.0-D015 | 0
974 | LCS-PMA1841B-LV-C01 | LCS-PMA1841B | 5C x 2.5-2XWY FRLSH-0.6-1kV-CLM-LOT1 | 1000 | 5C x 2.5 | 2XWY FRLSH | 0.6-1kV | CLM | Area-08 | LOT1 | 5C x 2.5 CU | 194 | 026 | -LOT1-0.6-1kV-5C x 2.5-2XWY FRLSH-999.0-D026 | 0
976 | LCS-PMB1841B-LV-C01 | LCS-PMB1841B | 5C x 2.5-2XWY FRLSH-0.6-1kV-CLM-LOT1 | 1000 | 5C x 2.5 | 2XWY FRLSH | 0.6-1kV | CLM | Area-14 | LOT1 | 5C x 2.5 CU | 254 | 013 | -LOT1-0.6-1kV-5C x 2.5-2XWY FRLSH-991.0-D013 | 0
978 | LCS-PMA1843B-LV-C01 | LCS-PMA1843B | 5C x 2.5-2XWY FRLSH-0.6-1kV-CLM-LOT1 | 1000 | 5C x 2.5 | 2XWY FRLSH | 0.6-1kV | CLM | Area-08 | LOT1 | 5C x 2.5 CU | 187 | 021 | -LOT1-0.6-1kV-5C x 2.5-2XWY FRLSH-972.0-D021 | 0
980 | LCS-PMB1843A-LV-C01 | LCS-PMB1843A | 5C x 2.5-2XWY FRLSH-0.6-1kV-CLM-LOT1 | 1000 | 5C x 2.5 | 2XWY FRLSH | 0.6-1kV | CLM | Area-14 | LOT1 | 5C x 2.5 CU | 253 | 012 | -LOT1-0.6-1kV-5C x 2.5-2XWY FRLSH-937.0-D012 | 0
982 | LCS-PM1903B-LV-C01 | LCS-PM1903B | 5C x 2.5-2XWY FRLSH-0.6-1kV-CLM-LOT1 | 1000 | 5C x 2.5 | 2XWY FRLSH | 0.6-1kV | CLM | Area-14 | LOT1 | 5C x 2.5 CU | 282 | 051 | -LOT1-0.6-1kV-5C x 2.5-2XWY FRLSH-954.0-D051 | 0
996 | LCS-PM2251B-LV-C01 | LCS-PM2251B | 5C x 2.5-2XWY FRLSH-0.6-1kV-CLM-LOT1 | 1000 | 5C x 2.5 | 2XWY FRLSH | 0.6-1kV | CLM | Area-11 | LOT1 | 5C x 2.5 CU | 383 | 053 | -LOT1-0.6-1kV-5C x 2.5-2XWY FRLSH-997.0-D053 | 0
998 | LCS-PMA2301B-LV-C01 | LCS-PMA2301B | 5C x 2.5-2XWY FRLSH-0.6-1kV-CLM-LOT1 | 1000 | 5C x 2.5 | 2XWY FRLSH | 0.6-1kV | CLM | Area-11 | LOT1 | 5C x 2.5 CU | 361 | 026 | -LOT1-0.6-1kV-5C x 2.5-2XWY FRLSH-999.0-D026 | 0
1000 | LCS-PMB2301B-LV-C01 | LCS-PMB2301B | 5C x 2.5-2XWY FRLSH-0.6-1kV-CLM-LOT1 | 1000 | 5C x 2.5 | 2XWY FRLSH | 0.6-1kV | CLM | Area-11 | LOT1 | 5C x 2.5 CU | 392 | 011 | -LOT1-0.6-1kV-5C x 2.5-2XWY FRLSH-999.0-D011 | 0
1003 | LCS-PM2401B-LV-C01 | LCS-PM2401B | 5C x 2.5-2XWY FRLSH-0.6-1kV-CLM-LOT1 | 1000 | 5C x 2.5 | 2XWY FRLSH | 0.6-1kV | CLM | Area-05 | LOT1 | 5C x 2.5 CU | 315 | 050 | -LOT1-0.6-1kV-5C x 2.5-2XWY FRLSH-950.0-D050 | 0
1006 | LCS-PM2402A-LV-C01 | LCS-PM2402A | 5C x 2.5-2XWY FRLSH-0.6-1kV-CLM-LOT1 | 1000 | 5C x 2.5 | 2XWY FRLSH | 0.6-1kV | CLM | Area-05 | LOT1 | 5C x 2.5 CU | 311 | 050 | -LOT1-0.6-1kV-5C x 2.5-2XWY FRLSH-950.0-D050 | 0
1008 | LCS-PM2403B-LV-C01 | LCS-PM2403B | 5C x 2.5-2XWY FRLSH-0.6-1kV-CLM-LOT1 | 1000 | 5C x 2.5 | 2XWY FRLSH | 0.6-1kV | CLM | Area-05 | LOT1 | 5C x 2.5 CU | 307 | 049 | -LOT1-0.6-1kV-5C x 2.5-2XWY FRLSH-954.0-D049 | 0
1010 | LCS-PM2406B-LV-C01 | LCS-PM2406B | 5C x 2.5-2XWY FRLSH-0.6-1kV-CLM-LOT1 | 1000 | 5C x 2.5 | 2XWY FRLSH | 0.6-1kV | CLM | Area-05 | LOT1 | 5C x 2.5 CU | 290 | 034 | -LOT1-0.6-1kV-5C x 2.5-2XWY FRLSH-975.0-D034 | 0
1012 | LCS-PM2451A-LV-C01 | LCS-PM2451A | 5C x 2.5-2XWY FRLSH-0.6-1kV-CLM-LOT1 | 1000 | 5C x 2.5 | 2XWY FRLSH | 0.6-1kV | CLM | Area-11 | LOT1 | 5C x 2.5 CU | 327 | 049 | -LOT1-0.6-1kV-5C x 2.5-2XWY FRLSH-954.0-D049 | 0
1014 | LCS-PM2551A-LV-C01 | LCS-PM2551A | 5C x 2.5-2XWY FRLSH-0.6-1kV-CLM-LOT1 | 1000 | 5C x 2.5 | 2XWY FRLSH | 0.6-1kV | CLM | Area-05 | LOT1 | 5C x 2.5 CU | 373 | 047 | -LOT1-0.6-1kV-5C x 2.5-2XWY FRLSH-989.0-D047 | 0
1016 | LCS-PMA2602B-LV-C01 | LCS-PMA2602B | 5C x 2.5-2XWY FRLSH-0.6-1kV-CLM-LOT1 | 1000 | 5C x 2.5 | 2XWY FRLSH | 0.6-1kV | CLM | Area-11 | LOT1 | 5C x 2.5 CU | 378 | 024 | -LOT1-0.6-1kV-5C x 2.5-2XWY FRLSH-942.0-D024 | 0
1018 | LCS-PMB2602A-LV-C01 | LCS-PMB2602A | 5C x 2.5-2XWY FRLSH-0.6-1kV-CLM-LOT1 | 1000 | 5C x 2.5 | 2XWY FRLSH | 0.6-1kV | CLM | Area-11 | LOT1 | 5C x 2.5 CU | 366 | 010 | -LOT1-0.6-1kV-5C x 2.5-2XWY FRLSH-983.0-D010 | 0
1020 | LCS-PM3006B-LV-C01 | LCS-PM3006B | 5C x 2.5-2XWY FRLSH-0.6-1kV-CLM-LOT1 | 1000 | 5C x 2.5 | 2XWY FRLSH | 0.6-1kV | CLM | Area-17 | LOT1 | 5C x 2.5 CU | 363 | 040 | -LOT1-0.6-1kV-5C x 2.5-2XWY FRLSH-998.0-D040 | 0
1022 | LCS-PM3007A-LV-C01 | LCS-PM3007A | 5C x 2.5-2XWY FRLSH-0.6-1kV-CLM-LOT1 | 1000 | 5C x 2.5 | 2XWY FRLSH | 0.6-1kV | CLM | Area-17 | LOT1 | 5C x 2.5 CU | 325 | 039 | -LOT1-0.6-1kV-5C x 2.5-2XWY FRLSH-997.0-D039 | 0
1024 | LCS-PM3018B-LV-C01 | LCS-PM3018B | 5C x 2.5-2XWY FRLSH-0.6-1kV-CLM-LOT1 | 1000 | 5C x 2.5 | 2XWY FRLSH | 0.6-1kV | CLM | Area-17 | LOT1 | 5C x 2.5 CU | 350 | 036 | -LOT1-0.6-1kV-5C x 2.5-2XWY FRLSH-980.0-D036 | 0

## Sheet8
Serial Drum Number | Type | Cables | Drum Length | Cable and lengths | Drum Number
001 | 12C x 2.5-2XFY FRLSH-0.6-1kV-CLM-LOT1 | ['UCP-KM5002C-LV-C03'] | 383 | [1, ['UCP-KM5002C-LV-C03', 383.0]] | E1121 -LOT1-0.6-1kV-12C x 2.5-2XFY FRLSH-383.0-D001
002 | 12C x 2.5-2XFY FRLSH-0.6-1kV-CLM-LOT1 | ['UCP-KM5002B-LV-C03'] | 383 | [2, ['UCP-KM5002B-LV-C03', 383.0]] | E1121 -LOT1-0.6-1kV-12C x 2.5-2XFY FRLSH-383.0-D002
003 | 12C x 2.5-2XFY FRLSH-0.6-1kV-CLM-LOT1 | ['UCP-KM5002A-LV-C03'] | 383 | [3, ['UCP-KM5002A-LV-C03', 383.0]] | E1121 -LOT1-0.6-1kV-12C x 2.5-2XFY FRLSH-383.0-D003
004 | 10C x 2.5-2XFY FRLSH-0.6-1kV-CLM-LOT1 | ['LCP-PM0003B-LV-C01', 'LCP-KM5001A-LV-C02'] | 941 | [4, ['LCP-PM0003B-LV-C01', 547.0], ['LCP-KM5001A-LV-C02', 394.0]] | -LOT1-0.6-1kV-10C x 2.5-2XFY FRLSH-941.0-D004
005 | 10C x 2.5-2XFY FRLSH-0.6-1kV-CLM-LOT1 | ['LCP-PM0003A-LV-C02'] | 526 | [5, ['LCP-PM0003A-LV-C02', 526.0]] | -LOT1-0.6-1kV-10C x 2.5-2XFY FRLSH-526.0-D005
006 | 10C x 2.5-2XFY FRLSH-0.6-1kV-CLM-LOT1 | ['LCP-PM0003A-LV-C01'] | 526 | [6, ['LCP-PM0003A-LV-C01', 526.0]] | -LOT1-0.6-1kV-10C x 2.5-2XFY FRLSH-526.0-D006
007 | 10C x 2.5-2XFY FRLSH-0.6-1kV-CLM-LOT1 | ['LCP-PM0001B-LV-C02'] | 570 | [7, ['LCP-PM0001B-LV-C02', 570.0]] | -LOT1-0.6-1kV-10C x 2.5-2XFY FRLSH-570.0-D007
008 | 10C x 2.5-2XFY FRLSH-0.6-1kV-CLM-LOT1 | ['LCP-PM0001B-LV-C01'] | 570 | [8, ['LCP-PM0001B-LV-C01', 570.0]] | -LOT1-0.6-1kV-10C x 2.5-2XFY FRLSH-570.0-D008
009 | 5C x 2.5-2XWY FRLSH-0.6-1kV-CLM-LOT1 | ['LCS-PMB2603A-LV-C01', 'LCS-PMB2602B-LV-C01', 'LCS-PMB1843B-LV-C01'] | 994 | [9, ['LCS-PMB2603A-LV-C01', 376.0], ['LCS-PMB2602B-LV-C01', 383.0], ['LCS-PMB1843B-LV-C01', 235.0]] | E1121 -LOT1-0.6-1kV-5C x 2.5-2XWY FRLSH-994.0-D009
010 | 5C x 2.5-2XWY FRLSH-0.6-1kV-CLM-LOT1 | ['LCS-PMB2602A-LV-C01', 'LCS-PMB2601B-LV-C01', 'LCS-PMB1844-LV-C01'] | 983 | [10, ['LCS-PMB2602A-LV-C01', 366.0], ['LCS-PMB2601B-LV-C01', 371.0], ['LCS-PMB1844-LV-C01', 246.0]] | E1121 -LOT1-0.6-1kV-5C x 2.5-2XWY FRLSH-983.0-D010
011 | 5C x 2.5-2XWY FRLSH-0.6-1kV-CLM-LOT1 | ['LCS-PMB2601A-LV-C01', 'LCS-PMB2301B-LV-C01', 'LCS-PMB1841A-LV-C01'] | 999 | [11, ['LCS-PMB2601A-LV-C01', 371.0], ['LCS-PMB2301B-LV-C01', 392.0], ['LCS-PMB1841A-LV-C01', 236.0]] | E1121 -LOT1-0.6-1kV-5C x 2.5-2XWY FRLSH-999.0-D011
012 | 5C x 2.5-2XWY FRLSH-0.6-1kV-CLM-LOT1 | ['LCS-PMB2301A-LV-C01', 'LCS-PMB1851A-LV-C01', 'LCS-PMB1843A-LV-C01'] | 937 | [12, ['LCS-PMB2301A-LV-C01', 410.0], ['LCS-PMB1851A-LV-C01', 274.0], ['LCS-PMB1843A-LV-C01', 253.0]] | E1121 -LOT1-0.6-1kV-5C x 2.5-2XWY FRLSH-937.0-D012
013 | 5C x 2.5-2XWY FRLSH-0.6-1kV-CLM-LOT1 | ['LCS-PMB1842B-LV-C01', 'LCS-PMB1842A-LV-C01', 'LCS-PMB1841B-LV-C01', 'LCS-PMB1831B-LV-C01'] | 991 | [13, ['LCS-PMB1842B-LV-C01', 248.0], ['LCS-PMB1842A-LV-C01', 248.0], ['LCS-PMB1841B-LV-C01', 254.0], ['LCS-PMB1831B-LV-C01', 241.0]] | E1121 -LOT1-0.6-1kV-5C x 2.5-2XWY FRLSH-991.0-D013
014 | 5C x 2.5-2XWY FRLSH-0.6-1kV-CLM-LOT1 | ['LCS-PMB1833B-LV-C01', 'LCS-PMB1833A-LV-C01', 'LCS-PMB1832B-LV-C01', 'LCS-PMA35022-LV-C01'] | 999 | [14, ['LCS-PMB1833B-LV-C01', 254.0], ['LCS-PMB1833A-LV-C01', 254.0], ['LCS-PMB1832B-LV-C01', 258.0], ['LCS-PMA35022-LV-C01', 233.0]] | E1121 -LOT1-0.6-1kV-5C x 2.5-2XWY FRLSH-999.0-D014
015 | 5C x 2.5-2XWY FRLSH-0.6-1kV-CLM-LOT1 | ['LCS-PMB1832A-LV-C01', 'LCS-PMB1831A-LV-C01', 'LCS-PMB1824B-LV-C01', 'LCS-PMA1851B-LV-C01'] | 971 | [15, ['LCS-PMB1832A-LV-C01', 258.0], ['LCS-PMB1831A-LV-C01', 259.0], ['LCS-PMB1824B-LV-C01', 264.0], ['LCS-PMA1851B-LV-C01', 190.0]] | E1121 -LOT1-0.6-1kV-5C x 2.5-2XWY FRLSH-971.0-D015
016 | 5C x 2.5-2XWY FRLSH-0.6-1kV-CLM-LOT1 | ['LCS-PMB1824A-LV-C01', 'LCS-PMB1823B-LV-C01', 'LCS-PMB1823A-LV-C01', 'LCS-PMA1851A-LV-C01'] | 970 | [16, ['LCS-PMB1824A-LV-C01', 264.0], ['LCS-PMB1823B-LV-C01', 249.0], ['LCS-PMB1823A-LV-C01', 267.0], ['LCS-PMA1851A-LV-C01', 190.0]] | E1121 -LOT1-0.6-1kV-5C x 2.5-2XWY FRLSH-970.0-D016
017 | 5C x 2.5-2XWY FRLSH-0.6-1kV-CLM-LOT1 | ['LCS-PMB1822B-LV-C01', 'LCS-PMB1822A-LV-C01', 'LCS-PMB1821B-LV-C01', 'LCS-PMA1844-LV-C01'] | 956 | [17, ['LCS-PMB1822B-LV-C01', 269.0], ['LCS-PMB1822A-LV-C01', 269.0], ['LCS-PMB1821B-LV-C01', 255.0], ['LCS-PMA1844-LV-C01', 163.0]] | E1121 -LOT1-0.6-1kV-5C x 2.5-2XWY FRLSH-956.0-D017
018 | 5C x 2.5-2XWY FRLSH-0.6-1kV-CLM-LOT1 | ['LCS-PMB1821A-LV-C01', 'LCS-PMB1801B-LV-C01', 'LCS-PMB1801A-LV-C01', 'LCS-PMA35021-LV-C01'] | 999 | [18, ['LCS-PMB1821A-LV-C01', 274.0], ['LCS-PMB1801B-LV-C01', 246.0], ['LCS-PMB1801A-LV-C01', 246.0], ['LCS-PMA35021-LV-C01', 233.0]] | E1121 -LOT1-0.6-1kV-5C x 2.5-2XWY FRLSH-999.0-D018
019 | 5C x 2.5-2XWY FRLSH-0.6-1kV-CLM-LOT1 | ['LCS-PMB1502B-LV-C02', 'LCS-PMB1502A-LV-C02', 'LCS-PMB1501B-LV-C01', 'HVSWDB002BUSB-LV-C02'] | 982 | [19, ['LCS-PMB1502B-LV-C02', 277.0], ['LCS-PMB1502A-LV-C02', 313.0], ['LCS-PMB1501B-LV-C01', 327.0], ['HVSWDB002BUSB-LV-C02', 65.0]] | E1121 -LOT1-0.6-1kV-5C x 2.5-2XWY FRLSH-982.0-D019
020 | 5C x 2.5-2XWY FRLSH-0.6-1kV-CLM-LOT1 | ['LCS-PMB1501A-LV-C01', 'LCS-PMB1403B-LV-C01', 'LCS-PMB1403A-LV-C01', 'HVSWDB002BUSA-LV-C04'] | 944 | [20, ['LCS-PMB1501A-LV-C01', 314.0], ['LCS-PMB1403B-LV-C01', 274.0], ['LCS-PMB1403A-LV-C01', 291.0], ['HVSWDB002BUSA-LV-C04', 65.0]] | E1121 -LOT1-0.6-1kV-5C x 2.5-2XWY FRLSH-944.0-D020
021 | 5C x 2.5-2XWY FRLSH-0.6-1kV-CLM-LOT1 | ['LCS-PMB1401B-LV-C01', 'LCS-PMB1401A-LV-C01', 'LCS-PMB1305-LV-C01', 'LCS-PMA1843B-LV-C01'] | 972 | [21, ['LCS-PMB1401B-LV-C01', 279.0], ['LCS-PMB1401A-LV-C01', 262.0], ['LCS-PMB1305-LV-C01', 244.0], ['LCS-PMA1843B-LV-C01', 187.0]] | E1121 -LOT1-0.6-1kV-5C x 2.5-2XWY FRLSH-972.0-D021
022 | 5C x 2.5-2XWY FRLSH-0.6-1kV-CLM-LOT1 | ['LCS-PMB1302B-LV-C01', 'LCS-PMB1302A-LV-C01', 'LCS-PMB1301B-LV-C01', 'LCS-PMA1843A-LV-C01'] | 958 | [22, ['LCS-PMB1302B-LV-C01', 267.0], ['LCS-PMB1302A-LV-C01', 267.0], ['LCS-PMB1301B-LV-C01', 255.0], ['LCS-PMA1843A-LV-C01', 169.0]] | E1121 -LOT1-0.6-1kV-5C x 2.5-2XWY FRLSH-958.0-D022
023 | 5C x 2.5-2XWY FRLSH-0.6-1kV-CLM-LOT1 | ['LCS-PMB1301A-LV-C01', 'LCS-PMA2603B-LV-C01', 'LCS-PMA2603A-LV-C01'] | 975 | [23, ['LCS-PMB1301A-LV-C01', 255.0], ['LCS-PMA2603B-LV-C01', 360.0], ['LCS-PMA2603A-LV-C01', 360.0]] | E1121 -LOT1-0.6-1kV-5C x 2.5-2XWY FRLSH-975.0-D023
024 | 5C x 2.5-2XWY FRLSH-0.6-1kV-CLM-LOT1 | ['LCS-PMA2602B-LV-C01', 'LCS-PMA2602A-LV-C01', 'LCS-PMA1842B-LV-C01'] | 942 | [24, ['LCS-PMA2602B-LV-C01', 378.0], ['LCS-PMA2602A-LV-C01', 395.0], ['LCS-PMA1842B-LV-C01', 169.0]] | E1121 -LOT1-0.6-1kV-5C x 2.5-2XWY FRLSH-942.0-D024
025 | 5C x 2.5-2XWY FRLSH-0.6-1kV-CLM-LOT1 | ['LCS-PMA2601B-LV-C01', 'LCS-PMA2601A-LV-C01', 'LCS-PMA1842A-LV-C01', 'HVSWDB002BUSA-LV-C03'] | 950 | [25, ['LCS-PMA2601B-LV-C01', 358.0], ['LCS-PMA2601A-LV-C01', 358.0], ['LCS-PMA1842A-LV-C01', 169.0], ['HVSWDB002BUSA-LV-C03', 65.0]] | E1121 -LOT1-0.6-1kV-5C x 2.5-2XWY FRLSH-950.0-D025
026 | 5C x 2.5-2XWY FRLSH-0.6-1kV-CLM-LOT1 | ['LCS-PMA2301B-LV-C01', 'LCS-PMA2301A-LV-C01', 'LCS-PMA1841B-LV-C01', 'HVSWDB002BUSA-LV-C02'] | 999 | [26, ['LCS-PMA2301B-LV-C01', 361.0], ['LCS-PMA2301A-LV-C01', 379.0], ['LCS-PMA1841B-LV-C01', 194.0], ['HVSWDB002BUSA-LV-C02', 65.0]] | E1121 -LOT1-0.6-1kV-5C x 2.5-2XWY FRLSH-999.0-D026
027 | 5C x 2.5-2XWY FRLSH-0.6-1kV-CLM-LOT1 | ['LCS-PMA1841A-LV-C01', 'LCS-PMA1833B-LV-C01', 'LCS-PMA1833A-LV-C01', 'LCS-PMA1832B-LV-C01', 'LCS-PMA1832A-LV-C01', 'HVSWDB002B-LV-C01'] | 950 | [27, ['LCS-PMA1841A-LV-C01', 175.0], ['LCS-PMA1833B-LV-C01', 169.0], ['LCS-PMA1833A-LV-C01', 169.0], ['LCS-PMA1832B-LV-C01', 176.0], ['LCS-PMA1832A-LV-C01', 176.0], ['HVSWDB002B-LV-C01', 85.0]] | E1121 -LOT1-0.6-1kV-5C x 2.5-2XWY FRLSH-950.0-D027
028 | 5C x 2.5-2XWY FRLSH-0.6-1kV-CLM-LOT1 | ['LCS-PMA1831B-LV-C01', 'LCS-PMA1831A-LV-C01', 'LCS-PMA1824B-LV-C01', 'LCS-PMA1824A-LV-C01', 'LCS-PMA1823B-LV-C01'] | 921 | [28, ['LCS-PMA1831B-LV-C01', 195.0], ['LCS-PMA1831A-LV-C01', 176.0], ['LCS-PMA1824B-LV-C01', 181.0], ['LCS-PMA1824A-LV-C01', 181.0], ['LCS-PMA1823B-LV-C01', 188.0]] | E1121 -LOT1-0.6-1kV-5C x 2.5-2XWY FRLSH-921.0-D028
029 | 5C x 2.5-2XWY FRLSH-0.6-1kV-CLM-LOT1 | ['LCS-PMA1823A-LV-C01', 'LCS-PMA1822B-LV-C01', 'LCS-PMA1822A-LV-C01', 'LCS-PMA1821B-LV-C01', 'LCS-PMA1821A-LV-C01'] | 964 | [29, ['LCS-PMA1823A-LV-C01', 207.0], ['LCS-PMA1822B-LV-C01', 181.0], ['LCS-PMA1822A-LV-C01', 181.0], ['LCS-PMA1821B-LV-C01', 207.0], ['LCS-PMA1821A-LV-C01', 188.0]] | E1121 -LOT1-0.6-1kV-5C x 2.5-2XWY FRLSH-964.0-D029
030 | 5C x 2.5-2XWY FRLSH-0.6-1kV-CLM-LOT1 | ['LCS-PMA1801B-LV-C01', 'LCS-PMA1801A-LV-C01', 'LCS-PMA1502B-LV-C02', 'LCS-PMA1502A-LV-C02', 'LCS-PMA1403B-LV-C01'] | 982 | [30, ['LCS-PMA1801B-LV-C01', 163.0], ['LCS-PMA1801A-LV-C01', 163.0], ['LCS-PMA1502B-LV-C02', 225.0], ['LCS-PMA1502A-LV-C02', 229.0], ['LCS-PMA1403B-LV-C01', 202.0]] | E1121 -LOT1-0.6-1kV-5C x 2.5-2XWY FRLSH-982.0-D030
031 | 5C x 2.5-2XWY FRLSH-0.6-1kV-CLM-LOT1 | ['LCS-PMA1501B-LV-C01', 'LCS-PMA1501A-LV-C01', 'LCS-PMA1403A-LV-C01', 'LCS-PMA1401B-LV-C01'] | 947 | [31, ['LCS-PMA1501B-LV-C01', 276.0], ['LCS-PMA1501A-LV-C01', 263.0], ['LCS-PMA1403A-LV-C01', 219.0], ['LCS-PMA1401B-LV-C01', 189.0]] | E1121 -LOT1-0.6-1kV-5C x 2.5-2XWY FRLSH-947.0-D031
032 | 5C x 2.5-2XWY FRLSH-0.6-1kV-CLM-LOT1 | ['LCS-PMA1401A-LV-C01', 'LCS-PMA1305-LV-C01', 'LCS-PMA1302B-LV-C01', 'LCS-PMA1302A-LV-C01', 'HVSWDB002A-LV-C01'] | 919 | [32, ['LCS-PMA1401A-LV-C01', 207.0], ['LCS-PMA1305-LV-C01', 195.0], ['LCS-PMA1302B-LV-C01', 216.0], ['LCS-PMA1302A-LV-C01', 216.0], ['HVSWDB002A-LV-C01', 85.0]] | E1121 -LOT1-0.6-1kV-5C x 2.5-2XWY FRLSH-919.0-D032
033 | 5C x 2.5-2XWY FRLSH-0.6-1kV-CLM-LOT1 | ['LCS-PMA1301B-LV-C01', 'LCS-PMA1301A-LV-C01', 'LCS-PM5058-LV-C01'] | 855 | [33, ['LCS-PMA1301B-LV-C01', 300.0], ['LCS-PMA1301A-LV-C01', 205.0], ['LCS-PM5058-LV-C01', 350.0]] | E1121 -LOT1-0.6-1kV-5C x 2.5-2XWY FRLSH-855.0-D033
034 | 5C x 2.5-2XWY FRLSH-0.6-1kV-CLM-LOT1 | ['LCS-PM5054-LV-C01', 'LCS-PM35042-LV-C01', 'LCS-PM2406B-LV-C01'] | 975 | [34, ['LCS-PM5054-LV-C01', 350.0], ['LCS-PM35042-LV-C01', 335.0], ['LCS-PM2406B-LV-C01', 290.0]] | E1121 -LOT1-0.6-1kV-5C x 2.5-2XWY FRLSH-975.0-D034
035 | 5C x 2.5-2XWY FRLSH-0.6-1kV-CLM-LOT1 | ['LCS-PM35041-LV-C01', 'LCS-PM35032-LV-C01', 'LCS-PM35031-LV-C01'] | 967 | [35, ['LCS-PM35041-LV-C01', 335.0], ['LCS-PM35032-LV-C01', 316.0], ['LCS-PM35031-LV-C01', 316.0]] | E1121 -LOT1-0.6-1kV-5C x 2.5-2XWY FRLSH-967.0-D035
036 | 5C x 2.5-2XWY FRLSH-0.6-1kV-CLM-LOT1 | ['LCS-PM3018B-LV-C01', 'LCS-PM3018A-LV-C01', 'LCS-PM2405B-LV-C01'] | 980 | [36, ['LCS-PM3018B-LV-C01', 350.0], ['LCS-PM3018A-LV-C01', 368.0], ['LCS-PM2405B-LV-C01', 262.0]] | E1121 -LOT1-0.6-1kV-5C x 2.5-2XWY FRLSH-980.0-D036
037 | 5C x 2.5-2XWY FRLSH-0.6-1kV-CLM-LOT1 | ['LCS-PM3013-LV-C01', 'LCS-PM3010B-LV-C01', 'LCS-PM3010A-LV-C01'] | 972 | [37, ['LCS-PM3013-LV-C01', 316.0], ['LCS-PM3010B-LV-C01', 328.0], ['LCS-PM3010A-LV-C01', 328.0]] | E1121 -LOT1-0.6-1kV-5C x 2.5-2XWY FRLSH-972.0-D037
038 | 5C x 2.5-2XWY FRLSH-0.6-1kV-CLM-LOT1 | ['LCS-PM3009B-LV-C01', 'LCS-PM3009A-LV-C01', 'LCS-PM3008B-LV-C01'] | 985 | [38, ['LCS-PM3009B-LV-C01', 328.0], ['LCS-PM3009A-LV-C01', 328.0], ['LCS-PM3008B-LV-C01', 329.0]] | E1121 -LOT1-0.6-1kV-5C x 2.5-2XWY FRLSH-985.0-D038
039 | 5C x 2.5-2XWY FRLSH-0.6-1kV-CLM-LOT1 | ['LCS-PM3008A-LV-C01', 'LCS-PM3007B-LV-C01', 'LCS-PM3007A-LV-C01'] | 997 | [39, ['LCS-PM3008A-LV-C01', 329.0], ['LCS-PM3007B-LV-C01', 343.0], ['LCS-PM3007A-LV-C01', 325.0]] | E1121 -LOT1-0.6-1kV-5C x 2.5-2XWY FRLSH-997.0-D039
040 | 5C x 2.5-2XWY FRLSH-0.6-1kV-CLM-LOT1 | ['LCS-PM3006B-LV-C01', 'LCS-PM3006A-LV-C01', 'LCS-PM1711B-LV-C01'] | 998 | [40, ['LCS-PM3006B-LV-C01', 363.0], ['LCS-PM3006A-LV-C01', 381.0], ['LCS-PM1711B-LV-C01', 254.0]] | E1121 -LOT1-0.6-1kV-5C x 2.5-2XWY FRLSH-998.0-D040
041 | 5C x 2.5-2XWY FRLSH-0.6-1kV-CLM-LOT1 | ['LCS-PM3005B-LV-C01', 'LCS-PM3005A-LV-C01', 'LCS-PM1211B-LV-C01'] | 953 | [41, ['LCS-PM3005B-LV-C01', 374.0], ['LCS-PM3005A-LV-C01', 374.0], ['LCS-PM1211B-LV-C01', 205.0]] | E1121 -LOT1-0.6-1kV-5C x 2.5-2XWY FRLSH-953.0-D041
042 | 5C x 2.5-2XWY FRLSH-0.6-1kV-CLM-LOT1 | ['LCS-PM30042-LV-C01', 'LCS-PM30041-LV-C01'] | 824 | [42, ['LCS-PM30042-LV-C01', 416.0], ['LCS-PM30041-LV-C01', 408.0]] | E1121 -LOT1-0.6-1kV-5C x 2.5-2XWY FRLSH-824.0-D042
043 | 5C x 2.5-2XWY FRLSH-0.6-1kV-CLM-LOT1 | ['LCS-PM30032-LV-C01', 'LCS-PM30031-LV-C01', 'LCS-PM1211A-LV-C01'] | 990 | [43, ['LCS-PM30032-LV-C01', 399.0], ['LCS-PM30031-LV-C01', 386.0], ['LCS-PM1211A-LV-C01', 205.0]] | E1121 -LOT1-0.6-1kV-5C x 2.5-2XWY FRLSH-990.0-D043
044 | 5C x 2.5-2XWY FRLSH-0.6-1kV-CLM-LOT1 | ['LCS-PM30023-LV-C01', 'LCS-PM30022-LV-C01', 'LCS-PM2405A-LV-C01'] | 982 | [44, ['LCS-PM30023-LV-C01', 367.0], ['LCS-PM30022-LV-C01', 353.0], ['LCS-PM2405A-LV-C01', 262.0]] | E1121 -LOT1-0.6-1kV-5C x 2.5-2XWY FRLSH-982.0-D044
045 | 5C x 2.5-2XWY FRLSH-0.6-1kV-CLM-LOT1 | ['LCS-PM30021-LV-C01', 'LCS-PM30012-LV-C01', 'LCS-PM2404B-LV-C01'] | 976 | [45, ['LCS-PM30021-LV-C01', 340.0], ['LCS-PM30012-LV-C01', 365.0], ['LCS-PM2404B-LV-C01', 271.0]] | E1121 -LOT1-0.6-1kV-5C x 2.5-2XWY FRLSH-976.0-D045
046 | 5C x 2.5-2XWY FRLSH-0.6-1kV-CLM-LOT1 | ['LCS-PM30011-LV-C01', 'LCS-PM2551B-LV-C01', 'LCS-PM1202B-LV-C01'] | 971 | [46, ['LCS-PM30011-LV-C01', 368.0], ['LCS-PM2551B-LV-C01', 390.0], ['LCS-PM1202B-LV-C01', 213.0]] | E1121 -LOT1-0.6-1kV-5C x 2.5-2XWY FRLSH-971.0-D046
047 | 5C x 2.5-2XWY FRLSH-0.6-1kV-CLM-LOT1 | ['LCS-PM2551A-LV-C01', 'LCS-PM2502B-LV-C01', 'LCS-PM2404A-LV-C01'] | 989 | [47, ['LCS-PM2551A-LV-C01', 373.0], ['LCS-PM2502B-LV-C01', 345.0], ['LCS-PM2404A-LV-C01', 271.0]] | E1121 -LOT1-0.6-1kV-5C x 2.5-2XWY FRLSH-989.0-D047
048 | 5C x 2.5-2XWY FRLSH-0.6-1kV-CLM-LOT1 | ['LCS-PM2502A-LV-C01', 'LCS-PM2451B-LV-C01', 'LCS-PM2406A-LV-C01'] | 998 | [48, ['LCS-PM2502A-LV-C01', 345.0], ['LCS-PM2451B-LV-C01', 345.0], ['LCS-PM2406A-LV-C01', 308.0]] | E1121 -LOT1-0.6-1kV-5C x 2.5-2XWY FRLSH-998.0-D048
049 | 5C x 2.5-2XWY FRLSH-0.6-1kV-CLM-LOT1 | ['LCS-PM2451A-LV-C01', 'LCS-PM2403B-LV-C01', 'LCS-PM2403A-LV-C01'] | 954 | [49, ['LCS-PM2451A-LV-C01', 327.0], ['LCS-PM2403B-LV-C01', 307.0], ['LCS-PM2403A-LV-C01', 320.0]] | E1121 -LOT1-0.6-1kV-5C x 2.5-2XWY FRLSH-954.0-D049
050 | 5C x 2.5-2XWY FRLSH-0.6-1kV-CLM-LOT1 | ['LCS-PM2402B-LV-C01', 'LCS-PM2402A-LV-C01', 'LCS-PM2401B-LV-C01'] | 950 | [50, ['LCS-PM2402B-LV-C01', 324.0], ['LCS-PM2402A-LV-C01', 311.0], ['LCS-PM2401B-LV-C01', 315.0]] | E1121 -LOT1-0.6-1kV-5C x 2.5-2XWY FRLSH-950.0-D050
051 | 5C x 2.5-2XWY FRLSH-0.6-1kV-CLM-LOT1 | ['LCS-PM2401A-LV-C01', 'LCS-PM2351B-LV-C01', 'LCS-PM1903B-LV-C01'] | 954 | [51, ['LCS-PM2401A-LV-C01', 328.0], ['LCS-PM2351B-LV-C01', 344.0], ['LCS-PM1903B-LV-C01', 282.0]] | E1121 -LOT1-0.6-1kV-5C x 2.5-2XWY FRLSH-954.0-D051
052 | 5C x 2.5-2XWY FRLSH-0.6-1kV-CLM-LOT1 | ['LCS-PM2351A-LV-C01', 'LCS-PM2252-LV-C01', 'LCS-PM1903A-LV-C01'] | 960 | [52, ['LCS-PM2351A-LV-C01', 344.0], ['LCS-PM2252-LV-C01', 352.0], ['LCS-PM1903A-LV-C01', 264.0]] | E1121 -LOT1-0.6-1kV-5C x 2.5-2XWY FRLSH-960.0-D052
053 | 5C x 2.5-2XWY FRLSH-0.6-1kV-CLM-LOT1 | ['LCS-PM2251B-LV-C01', 'LCS-PM2251A-LV-C01', 'LCS-PM1202A-LV-C01'] | 997 | [53, ['LCS-PM2251B-LV-C01', 383.0], ['LCS-PM2251A-LV-C01', 401.0], ['LCS-PM1202A-LV-C01', 213.0]] | E1121 -LOT1-0.6-1kV-5C x 2.5-2XWY FRLSH-997.0-D053
054 | 5C x 2.5-2XWY FRLSH-0.6-1kV-CLM-LOT1 | ['LCS-PM2103B-LV-C01', 'LCS-PM2103A-LV-C01', 'LCS-PM1201B-LV-C01'] | 956 | [54, ['LCS-PM2103B-LV-C01', 376.0], ['LCS-PM2103A-LV-C01', 379.0], ['LCS-PM1201B-LV-C01', 201.0]] | E1121 -LOT1-0.6-1kV-5C x 2.5-2XWY FRLSH-956.0-D054
055 | 5C x 2.5-2XWY FRLSH-0.6-1kV-CLM-LOT1 | ['LCS-PM1902B-LV-C01', 'LCS-PM1902A-LV-C01', 'LCS-PM1901B-LV-C01'] | 896 | [55, ['LCS-PM1902B-LV-C01', 297.0], ['LCS-PM1902A-LV-C01', 297.0], ['LCS-PM1901B-LV-C01', 302.0]] | E1121 -LOT1-0.6-1kV-5C x 2.5-2XWY FRLSH-896.0-D055
056 | 5C x 2.5-2XWY FRLSH-0.6-1kV-CLM-LOT1 | ['LCS-PM1901A-LV-C01', 'LCS-PM1835A-LV-C01', 'LCS-PM1711A-LV-C01'] | 852 | [56, ['LCS-PM1901A-LV-C01', 302.0], ['LCS-PM1835A-LV-C01', 277.0], ['LCS-PM1711A-LV-C01', 273.0]] | E1121 -LOT1-0.6-1kV-5C x 2.5-2XWY FRLSH-852.0-D056
057 | 5C x 2.5-2XWY FRLSH-0.6-1kV-CLM-LOT1 | ['LCS-PM1705B-LV-C01', 'LCS-PM1705A-LV-C01', 'LCS-PM1704B-LV-C01'] | 905 | [57, ['LCS-PM1705B-LV-C01', 309.0], ['LCS-PM1705A-LV-C01', 309.0], ['LCS-PM1704B-LV-C01', 287.0]] | E1121 -LOT1-0.6-1kV-5C x 2.5-2XWY FRLSH-905.0-D057
058 | 5C x 2.5-2XWY FRLSH-0.6-1kV-CLM-LOT1 | ['LCS-PM1704A-LV-C01', 'LCS-PM1703B-LV-C01', 'LCS-PM1703A-LV-C01'] | 909 | [58, ['LCS-PM1704A-LV-C01', 287.0], ['LCS-PM1703B-LV-C01', 311.0], ['LCS-PM1703A-LV-C01', 311.0]] | E1121 -LOT1-0.6-1kV-5C x 2.5-2XWY FRLSH-909.0-D058
059 | 5C x 2.5-2XWY FRLSH-0.6-1kV-CLM-LOT1 | ['LCS-PM1701B-LV-C01', 'LCS-PM1701A-LV-C01', 'LCS-PM1601B-LV-C01'] | 947 | [59, ['LCS-PM1701B-LV-C01', 298.0], ['LCS-PM1701A-LV-C01', 298.0], ['LCS-PM1601B-LV-C01', 351.0]] | E1121 -LOT1-0.6-1kV-5C x 2.5-2XWY FRLSH-947.0-D059
060 | 5C x 2.5-2XWY FRLSH-0.6-1kV-CLM-LOT1 | ['LCS-PM1601A-LV-C01', 'LCS-PM1304B-LV-C01', 'LCS-PM1201A-LV-C01'] | 894 | [60, ['LCS-PM1601A-LV-C01', 351.0], ['LCS-PM1304B-LV-C01', 342.0], ['LCS-PM1201A-LV-C01', 201.0]] | E1121 -LOT1-0.6-1kV-5C x 2.5-2XWY FRLSH-894.0-D060
061 | 5C x 2.5-2XWY FRLSH-0.6-1kV-CLM-LOT1 | ['LCS-PM1304A-LV-C01', 'LCS-PM1303B-LV-C01'] | 687 | [61, ['LCS-PM1304A-LV-C01', 342.0], ['LCS-PM1303B-LV-C01', 345.0]] | E1121 -LOT1-0.6-1kV-5C x 2.5-2XWY FRLSH-687.0-D061
062 | 5C x 2.5-2XWY FRLSH-0.6-1kV-CLM-LOT1 | ['LCS-PM1303A-LV-C01', 'LCS-BL1301B-LV-C01'] | 682 | [62, ['LCS-PM1303A-LV-C01', 345.0], ['LCS-BL1301B-LV-C01', 337.0]] | E1121 -LOT1-0.6-1kV-5C x 2.5-2XWY FRLSH-682.0-D062
063 | 5C x 2.5-2XWY FRLSH-0.6-1kV-CLM-LOT1 | ['LCS-BL1301A-LV-C01'] | 337 | [63, ['LCS-BL1301A-LV-C01', 337.0]] | E1121 -LOT1-0.6-1kV-5C x 2.5-2XWY FRLSH-337.0-D063

## Sheet9
Sr.No. | Cable Tag | To Equipment Tag No. | Type | Max Drum Length | Cable Size | Cable Type | Service Voltage | Area | Sub-Area | LOT | Core Identification | Cable Length | Consolidated Drum Serial Number | Consolidated Drum Number | Jointing Kits
92 | UCP-KM5002A-LV-C03 | UCP-KM5002A | 12C x 2.5-2XFY FRLSH-0.6-1kV-CLM-LOT1 | 500 | 12C x 2.5 | 2XFY FRLSH | 0.6-1kV | CLM | Area-17 | LOT1 | 12C x 2.5 CU | 383 | 003 | E1121 -LOT1-0.6-1kV-12C x 2.5-2XFY FRLSH-383.0-D003 | 0
98 | UCP-KM5002C-LV-C03 | UCP-KM5002C | 12C x 2.5-2XFY FRLSH-0.6-1kV-CLM-LOT1 | 500 | 12C x 2.5 | 2XFY FRLSH | 0.6-1kV | CLM | Area-17 | LOT1 | 12C x 2.5 CU | 383 | 001 | E1121 -LOT1-0.6-1kV-12C x 2.5-2XFY FRLSH-383.0-D001 | 0
162 | UCP-KM5002B-LV-C03 | UCP-KM5002B | 12C x 2.5-2XFY FRLSH-0.6-1kV-CLM-LOT1 | 500 | 12C x 2.5 | 2XFY FRLSH | 0.6-1kV | CLM | Area-17 | LOT1 | 12C x 2.5 CU | 383 | 002 | E1121 -LOT1-0.6-1kV-12C x 2.5-2XFY FRLSH-383.0-D002 | 0
86 | LCP-KM5001A-LV-C03 | LCP-KM5001A | 10C x 2.5-2XFY FRLSH-0.6-1kV-CLM-LOT1 | 1000 | 10C x 2.5 | 2XFY FRLSH | 0.6-1kV | CLM | Area-17 | LOT1 | 10C x 2.5 CU | 394 | 003 | -LOT1-0.6-1kV-10C x 2.5-2XFY FRLSH-941.0-D003 | 0
127 | LCP-PM0001B-LV-C01 | LCP-PM0001B | 10C x 2.5-2XFY FRLSH-0.6-1kV-CLM-LOT1 | 1000 | 10C x 2.5 | 2XFY FRLSH | 0.6-1kV | CLM | Area-20 | LOT1 | 10C x 2.5 CU | 570 | 008 | -LOT1-0.6-1kV-10C x 2.5-2XFY FRLSH-570.0-D008 | 0
128 | LCP-PM0001B-LV-C02 | LCP-PM0001B | 10C x 2.5-2XFY FRLSH-0.6-1kV-CLM-LOT1 | 1000 | 10C x 2.5 | 2XFY FRLSH | 0.6-1kV | CLM | Area-20 | LOT1 | 10C x 2.5 CU | 570 | 007 | -LOT1-0.6-1kV-10C x 2.5-2XFY FRLSH-570.0-D007 | 0
155 | LCP-KM5001B-LV-C02 | LCP-KM5001B | 10C x 2.5-2XFY FRLSH-0.6-1kV-CLM-LOT1 | 1000 | 10C x 2.5 | 2XFY FRLSH | 0.6-1kV | CLM | Area-17 | LOT1 | 10C x 2.5 CU | 394 | 002 | -LOT1-0.6-1kV-10C x 2.5-2XFY FRLSH-958.0-D002 | 0
156 | LCP-KM5001B-LV-C03 | LCP-KM5001B | 10C x 2.5-2XFY FRLSH-0.6-1kV-CLM-LOT1 | 1000 | 10C x 2.5 | 2XFY FRLSH | 0.6-1kV | CLM | Area-17 | LOT1 | 10C x 2.5 CU | 394 | 001 | -LOT1-0.6-1kV-10C x 2.5-2XFY FRLSH-958.0-D001 | 0
878 | LCP-PM0003B-LV-C01 | LCP-PM0003B | 10C x 2.5-2XFY FRLSH-0.6-1kV-CLM-LOT1 | 1000 | 10C x 2.5 | 2XFY FRLSH | 0.6-1kV | CLM | Area-20 | LOT1 | 10C x 2.5 CU | 547 | 004 | -LOT1-0.6-1kV-10C x 2.5-2XFY FRLSH-941.0-D004 | 0
879 | LCP-PM0003B-LV-C02 | LCP-PM0003B | 10C x 2.5-2XFY FRLSH-0.6-1kV-CLM-LOT1 | 1000 | 10C x 2.5 | 2XFY FRLSH | 0.6-1kV | CLM | Area-20 | LOT1 | 10C x 2.5 CU | 547 | 003 | -LOT1-0.6-1kV-10C x 2.5-2XFY FRLSH-941.0-D003 | 0
985 | LCP-PM0003A-LV-C01 | LCP-PM0003A | 10C x 2.5-2XFY FRLSH-0.6-1kV-CLM-LOT1 | 1000 | 10C x 2.5 | 2XFY FRLSH | 0.6-1kV | CLM | Area-20 | LOT1 | 10C x 2.5 CU | 526 | 006 | -LOT1-0.6-1kV-10C x 2.5-2XFY FRLSH-526.0-D006 | 0
986 | LCP-PM0003A-LV-C02 | LCP-PM0003A | 10C x 2.5-2XFY FRLSH-0.6-1kV-CLM-LOT1 | 1000 | 10C x 2.5 | 2XFY FRLSH | 0.6-1kV | CLM | Area-20 | LOT1 | 10C x 2.5 CU | 526 | 005 | -LOT1-0.6-1kV-10C x 2.5-2XFY FRLSH-526.0-D005 | 0
39 | TR02B-LV-C02 | TR02B | 5C x 2.5-2XWY FRLSH-0.6-1kV-CLM-LOT1 | 1000 | 5C x 2.5 | 2XWY FRLSH | 0.6-1kV | CLM | SS | LOT1 | 5C x 2.5 CU | 85 | 005 | E1121 -LOT1-0.6-1kV-5C x 2.5-2XWY FRLSH-950.0-D005 | 0
41 | LVPCC001BUSB-LV-C04 | LVPCC001BUSB | 5C x 2.5-2XWY FRLSH-0.6-1kV-CLM-LOT1 | 1000 | 5C x 2.5 | 2XWY FRLSH | 0.6-1kV | CLM | SS | LOT1 | 5C x 2.5 CU | 65 | 005 | E1121 -LOT1-0.6-1kV-5C x 2.5-2XWY FRLSH-950.0-D005 | 0
42 | LVPCC001BUSB-LV-C05 | LVPCC001BUSB | 5C x 2.5-2XWY FRLSH-0.6-1kV-CLM-LOT1 | 1000 | 5C x 2.5 | 2XWY FRLSH | 0.6-1kV | CLM | SS | LOT1 | 5C x 2.5 CU | 65 | 005 | E1121 -LOT1-0.6-1kV-5C x 2.5-2XWY FRLSH-950.0-D005 | 0
45 | TR03B-LV-C02 | TR03B | 5C x 2.5-2XWY FRLSH-0.6-1kV-CLM-LOT1 | 1000 | 5C x 2.5 | 2XWY FRLSH | 0.6-1kV | CLM | SS | LOT1 | 5C x 2.5 CU | 85 | 004 | E1121 -LOT1-0.6-1kV-5C x 2.5-2XWY FRLSH-988.0-D004 | 0
47 | LVPCC002BUSB-LV-C04 | LVPCC002BUSB | 5C x 2.5-2XWY FRLSH-0.6-1kV-CLM-LOT1 | 1000 | 5C x 2.5 | 2XWY FRLSH | 0.6-1kV | CLM | SS | LOT1 | 5C x 2.5 CU | 50 | 003 | E1121 -LOT1-0.6-1kV-5C x 2.5-2XWY FRLSH-988.0-D003 | 0
48 | LVPCC002BUSB-LV-C05 | LVPCC002BUSB | 5C x 2.5-2XWY FRLSH-0.6-1kV-CLM-LOT1 | 1000 | 5C x 2.5 | 2XWY FRLSH | 0.6-1kV | CLM | SS | LOT1 | 5C x 2.5 CU | 50 | 001 | E1121 -LOT1-0.6-1kV-5C x 2.5-2XWY FRLSH-995.0-D001 | 0
59 | HVSWDB002A-LV-C01 | HVSWDB002A | 5C x 2.5-2XWY FRLSH-0.6-1kV-CLM-LOT1 | 1000 | 5C x 2.5 | 2XWY FRLSH | 0.6-1kV | CLM | SS | LOT1 | 5C x 2.5 CU | 85 | 032 | E1121 -LOT1-0.6-1kV-5C x 2.5-2XWY FRLSH-919.0-D032 | 0
70 | HVSWDB002B-LV-C01 | HVSWDB002B | 5C x 2.5-2XWY FRLSH-0.6-1kV-CLM-LOT1 | 1000 | 5C x 2.5 | 2XWY FRLSH | 0.6-1kV | CLM | SS | LOT1 | 5C x 2.5 CU | 85 | 027 | E1121 -LOT1-0.6-1kV-5C x 2.5-2XWY FRLSH-950.0-D027 | 0
77 | UCP-UNA1501A-LV-C01 | UCP-UNA1501A | 5C x 2.5-2XWY FRLSH-0.6-1kV-CLM-LOT1 | 1000 | 5C x 2.5 | 2XWY FRLSH | 0.6-1kV | CLM | Area-07 | LOT1 | 5C x 2.5 CU | 100 | 001 | E1121 -LOT1-0.6-1kV-5C x 2.5-2XWY FRLSH-995.0-D001 | 0
79 | LCS-UNA1501A-LV-C03 | LCS-UNA1501A | 5C x 2.5-2XWY FRLSH-0.6-1kV-CLM-LOT1 | 1000 | 5C x 2.5 | 2XWY FRLSH | 0.6-1kV | CLM | Area-07 | LOT1 | 5C x 2.5 CU | 255 | 007 | E1121 -LOT1-0.6-1kV-5C x 2.5-2XWY FRLSH-970.0-D007 | 0
90 | UCP-KM5002A-LV-C01 | UCP-KM5002A | 5C x 2.5-2XWY FRLSH-0.6-1kV-CLM-LOT1 | 1000 | 5C x 2.5 | 2XWY FRLSH | 0.6-1kV | CLM | Area-17 | LOT1 | 5C x 2.5 CU | 383 | 003 | E1121 -LOT1-0.6-1kV-5C x 2.5-2XWY FRLSH-988.0-D003 | 0
96 | UCP-KM5002C-LV-C01 | UCP-KM5002C | 5C x 2.5-2XWY FRLSH-0.6-1kV-CLM-LOT1 | 1000 | 5C x 2.5 | 2XWY FRLSH | 0.6-1kV | CLM | Area-17 | LOT1 | 5C x 2.5 CU | 383 | 002 | E1121 -LOT1-0.6-1kV-5C x 2.5-2XWY FRLSH-976.0-D002 | 0
131 | UCP-UNA1501B-LV-C01 | UCP-UNA1501B | 5C x 2.5-2XWY FRLSH-0.6-1kV-CLM-LOT1 | 1000 | 5C x 2.5 | 2XWY FRLSH | 0.6-1kV | CLM | Area-07 | LOT1 | 5C x 2.5 CU | 90 | 001 | E1121 -LOT1-0.6-1kV-5C x 2.5-2XWY FRLSH-995.0-D001 | 0
133 | LCS-UNA1501B-LV-C03 | LCS-UNA1501B | 5C x 2.5-2XWY FRLSH-0.6-1kV-CLM-LOT1 | 1000 | 5C x 2.5 | 2XWY FRLSH | 0.6-1kV | CLM | Area-07 | LOT1 | 5C x 2.5 CU | 268 | 007 | E1121 -LOT1-0.6-1kV-5C x 2.5-2XWY FRLSH-970.0-D007 | 0
139 | UCP-UNB1501A-LV-C01 | UCP-UNB1501A | 5C x 2.5-2XWY FRLSH-0.6-1kV-CLM-LOT1 | 1000 | 5C x 2.5 | 2XWY FRLSH | 0.6-1kV | CLM | Area-13 | LOT1 | 5C x 2.5 CU | 100 | 001 | E1121 -LOT1-0.6-1kV-5C x 2.5-2XWY FRLSH-995.0-D001 | 0
141 | LCS-UNB1501A-LV-C03 | LCS-UNB1501A | 5C x 2.5-2XWY FRLSH-0.6-1kV-CLM-LOT1 | 1000 | 5C x 2.5 | 2XWY FRLSH | 0.6-1kV | CLM | Area-13 | LOT1 | 5C x 2.5 CU | 323 | 006 | E1121 -LOT1-0.6-1kV-5C x 2.5-2XWY FRLSH-998.0-D006 | 0
147 | UCP-UNB1501B-LV-C01 | UCP-UNB1501B | 5C x 2.5-2XWY FRLSH-0.6-1kV-CLM-LOT1 | 1000 | 5C x 2.5 | 2XWY FRLSH | 0.6-1kV | CLM | Area-13 | LOT1 | 5C x 2.5 CU | 90 | 001 | E1121 -LOT1-0.6-1kV-5C x 2.5-2XWY FRLSH-995.0-D001 | 0
149 | LCS-UNB1501B-LV-C03 | LCS-UNB1501B | 5C x 2.5-2XWY FRLSH-0.6-1kV-CLM-LOT1 | 1000 | 5C x 2.5 | 2XWY FRLSH | 0.6-1kV | CLM | Area-13 | LOT1 | 5C x 2.5 CU | 340 | 006 | E1121 -LOT1-0.6-1kV-5C x 2.5-2XWY FRLSH-998.0-D006 | 0
160 | UCP-KM5002B-LV-C01 | UCP-KM5002B | 5C x 2.5-2XWY FRLSH-0.6-1kV-CLM-LOT1 | 1000 | 5C x 2.5 | 2XWY FRLSH | 0.6-1kV | CLM | Area-17 | LOT1 | 5C x 2.5 CU | 383 | 002 | E1121 -LOT1-0.6-1kV-5C x 2.5-2XWY FRLSH-976.0-D002 | 0
294 | LVAPFC001A-LV-C02 | LVAPFC001A | 5C x 2.5-2XWY FRLSH-0.6-1kV-CLM-LOT1 | 1000 | 5C x 2.5 | 2XWY FRLSH | 0.6-1kV | CLM | SS | LOT1 | 5C x 2.5 CU | 110 | 006 | E1121 -LOT1-0.6-1kV-5C x 2.5-2XWY FRLSH-998.0-D006 | 0
329 | LVAPFC001B-LV-C02 | LVAPFC001B | 5C x 2.5-2XWY FRLSH-0.6-1kV-CLM-LOT1 | 1000 | 5C x 2.5 | 2XWY FRLSH | 0.6-1kV | CLM | SS | LOT1 | 5C x 2.5 CU | 110 | 006 | E1121 -LOT1-0.6-1kV-5C x 2.5-2XWY FRLSH-998.0-D006 | 0
346 | LVAPFC003A-LV-C02 | LVAPFC003A | 5C x 2.5-2XWY FRLSH-0.6-1kV-CLM-LOT1 | 1000 | 5C x 2.5 | 2XWY FRLSH | 0.6-1kV | CLM | SS | LOT1 | 5C x 2.5 CU | 110 | 005 | E1121 -LOT1-0.6-1kV-5C x 2.5-2XWY FRLSH-950.0-D005 | 0
362 | LVAPFC003B-LV-C03 | LVAPFC003B | 5C x 2.5-2XWY FRLSH-0.6-1kV-CLM-LOT1 | 1000 | 5C x 2.5 | 2XWY FRLSH | 0.6-1kV | CLM | SS | LOT1 | 5C x 2.5 CU | 110 | 005 | E1121 -LOT1-0.6-1kV-5C x 2.5-2XWY FRLSH-950.0-D005 | 0
373 | LCS-PMA1301B-LV-C01 | LCS-PMA1301B | 5C x 2.5-2XWY FRLSH-0.6-1kV-CLM-LOT1 | 1000 | 5C x 2.5 | 2XWY FRLSH | 0.6-1kV | CLM | Area-06 | LOT1 | 5C x 2.5 CU | 300 | 033 | E1121 -LOT1-0.6-1kV-5C x 2.5-2XWY FRLSH-855.0-D033 | 0
375 | LCS-PMA1302B-LV-C01 | LCS-PMA1302B | 5C x 2.5-2XWY FRLSH-0.6-1kV-CLM-LOT1 | 1000 | 5C x 2.5 | 2XWY FRLSH | 0.6-1kV | CLM | Area-06 | LOT1 | 5C x 2.5 CU | 216 | 032 | E1121 -LOT1-0.6-1kV-5C x 2.5-2XWY FRLSH-919.0-D032 | 0
381 | LCS-PMA1501A-LV-C01 | LCS-PMA1501A | 5C x 2.5-2XWY FRLSH-0.6-1kV-CLM-LOT1 | 1000 | 5C x 2.5 | 2XWY FRLSH | 0.6-1kV | CLM | Area-07 | LOT1 | 5C x 2.5 CU | 263 | 031 | E1121 -LOT1-0.6-1kV-5C x 2.5-2XWY FRLSH-947.0-D031 | 0
384 | LCS-PMA1502B-LV-C02 | LCS-PMA1502B | 5C x 2.5-2XWY FRLSH-0.6-1kV-CLM-LOT1 | 1000 | 5C x 2.5 | 2XWY FRLSH | 0.6-1kV | CLM | Area-07 | LOT1 | 5C x 2.5 CU | 225 | 030 | E1121 -LOT1-0.6-1kV-5C x 2.5-2XWY FRLSH-982.0-D030 | 0
386 | LCS-PMA1801B-LV-C01 | LCS-PMA1801B | 5C x 2.5-2XWY FRLSH-0.6-1kV-CLM-LOT1 | 1000 | 5C x 2.5 | 2XWY FRLSH | 0.6-1kV | CLM | Area-08 | LOT1 | 5C x 2.5 CU | 163 | 030 | E1121 -LOT1-0.6-1kV-5C x 2.5-2XWY FRLSH-982.0-D030 | 0
388 | LCS-PMA1822A-LV-C01 | LCS-PMA1822A | 5C x 2.5-2XWY FRLSH-0.6-1kV-CLM-LOT1 | 1000 | 5C x 2.5 | 2XWY FRLSH | 0.6-1kV | CLM | Area-08 | LOT1 | 5C x 2.5 CU | 181 | 029 | E1121 -LOT1-0.6-1kV-5C x 2.5-2XWY FRLSH-964.0-D029 | 0
390 | LCS-PMA1824A-LV-C01 | LCS-PMA1824A | 5C x 2.5-2XWY FRLSH-0.6-1kV-CLM-LOT1 | 1000 | 5C x 2.5 | 2XWY FRLSH | 0.6-1kV | CLM | Area-08 | LOT1 | 5C x 2.5 CU | 181 | 028 | E1121 -LOT1-0.6-1kV-5C x 2.5-2XWY FRLSH-921.0-D028 | 0
392 | LCS-PMA1832A-LV-C01 | LCS-PMA1832A | 5C x 2.5-2XWY FRLSH-0.6-1kV-CLM-LOT1 | 1000 | 5C x 2.5 | 2XWY FRLSH | 0.6-1kV | CLM | Area-08 | LOT1 | 5C x 2.5 CU | 176 | 027 | E1121 -LOT1-0.6-1kV-5C x 2.5-2XWY FRLSH-950.0-D027 | 0
394 | LCS-PMA1833A-LV-C01 | LCS-PMA1833A | 5C x 2.5-2XWY FRLSH-0.6-1kV-CLM-LOT1 | 1000 | 5C x 2.5 | 2XWY FRLSH | 0.6-1kV | CLM | Area-08 | LOT1 | 5C x 2.5 CU | 169 | 027 | E1121 -LOT1-0.6-1kV-5C x 2.5-2XWY FRLSH-950.0-D027 | 0
396 | LCS-PMA1842A-LV-C01 | LCS-PMA1842A | 5C x 2.5-2XWY FRLSH-0.6-1kV-CLM-LOT1 | 1000 | 5C x 2.5 | 2XWY FRLSH | 0.6-1kV | CLM | Area-08 | LOT1 | 5C x 2.5 CU | 169 | 025 | E1121 -LOT1-0.6-1kV-5C x 2.5-2XWY FRLSH-950.0-D025 | 0
398 | LCS-PMA1851A-LV-C01 | LCS-PMA1851A | 5C x 2.5-2XWY FRLSH-0.6-1kV-CLM-LOT1 | 1000 | 5C x 2.5 | 2XWY FRLSH | 0.6-1kV | CLM | Area-08 | LOT1 | 5C x 2.5 CU | 190 | 016 | E1121 -LOT1-0.6-1kV-5C x 2.5-2XWY FRLSH-970.0-D016 | 0
403 | LCS-PMA2601A-LV-C01 | LCS-PMA2601A | 5C x 2.5-2XWY FRLSH-0.6-1kV-CLM-LOT1 | 1000 | 5C x 2.5 | 2XWY FRLSH | 0.6-1kV | CLM | Area-11 | LOT1 | 5C x 2.5 CU | 358 | 025 | E1121 -LOT1-0.6-1kV-5C x 2.5-2XWY FRLSH-950.0-D025 | 0
406 | LCS-PMA2603A-LV-C01 | LCS-PMA2603A | 5C x 2.5-2XWY FRLSH-0.6-1kV-CLM-LOT1 | 1000 | 5C x 2.5 | 2XWY FRLSH | 0.6-1kV | CLM | Area-11 | LOT1 | 5C x 2.5 CU | 360 | 023 | E1121 -LOT1-0.6-1kV-5C x 2.5-2XWY FRLSH-975.0-D023 | 0
408 | LCS-PMA35021-LV-C01 | LCS-PMA35021 | 5C x 2.5-2XWY FRLSH-0.6-1kV-CLM-LOT1 | 1000 | 5C x 2.5 | 2XWY FRLSH | 0.6-1kV | CLM | Area-09 | LOT1 | 5C x 2.5 CU | 233 | 018 | E1121 -LOT1-0.6-1kV-5C x 2.5-2XWY FRLSH-999.0-D018 | 0
410 | LCS-PMA35022-LV-C01 | LCS-PMA35022 | 5C x 2.5-2XWY FRLSH-0.6-1kV-CLM-LOT1 | 1000 | 5C x 2.5 | 2XWY FRLSH | 0.6-1kV | CLM | Area-09 | LOT1 | 5C x 2.5 CU | 233 | 014 | E1121 -LOT1-0.6-1kV-5C x 2.5-2XWY FRLSH-999.0-D014 | 0
415 | LCS-PMA501AA-LV-C03 | LCS-PMA501AA | 5C x 2.5-2XWY FRLSH-0.6-1kV-CLM-LOT1 | 1000 | 5C x 2.5 | 2XWY FRLSH | 0.6-1kV | CLM | Area-07 | LOT1 | 5C x 2.5 CU | 115 | 007 | E1121 -LOT1-0.6-1kV-5C x 2.5-2XWY FRLSH-970.0-D007 | 0
420 | LCS-PMA501BA-LV-C03 | LCS-PMA501BA | 5C x 2.5-2XWY FRLSH-0.6-1kV-CLM-LOT1 | 1000 | 5C x 2.5 | 2XWY FRLSH | 0.6-1kV | CLM | Area-07 | LOT1 | 5C x 2.5 CU | 115 | 006 | E1121 -LOT1-0.6-1kV-5C x 2.5-2XWY FRLSH-998.0-D006 | 0
424 | UCP-HHMA501A-LV-C03 | UCP-HHMA501A | 5C x 2.5-2XWY FRLSH-0.6-1kV-CLM-LOT1 | 1000 | 5C x 2.5 | 2XWY FRLSH | 0.6-1kV | CLM | Area-07 | LOT1 | 5C x 2.5 CU | 115 | 003 | E1121 -LOT1-0.6-1kV-5C x 2.5-2XWY FRLSH-988.0-D003 | 0
427 | UCP-FMA501AA-LV-C02 | UCP-FMA501AA | 5C x 2.5-2XWY FRLSH-0.6-1kV-CLM-LOT1 | 1000 | 5C x 2.5 | 2XWY FRLSH | 0.6-1kV | CLM | Area-07 | LOT1 | 5C x 2.5 CU | 115 | 005 | E1121 -LOT1-0.6-1kV-5C x 2.5-2XWY FRLSH-950.0-D005 | 0
430 | UCP-FMA501BA-LV-C02 | UCP-FMA501BA | 5C x 2.5-2XWY FRLSH-0.6-1kV-CLM-LOT1 | 1000 | 5C x 2.5 | 2XWY FRLSH | 0.6-1kV | CLM | Area-07 | LOT1 | 5C x 2.5 CU | 115 | 004 | E1121 -LOT1-0.6-1kV-5C x 2.5-2XWY FRLSH-988.0-D004 | 0
436 | LCS-PMA1301A-LV-C01 | LCS-PMA1301A | 5C x 2.5-2XWY FRLSH-0.6-1kV-CLM-LOT1 | 1000 | 5C x 2.5 | 2XWY FRLSH | 0.6-1kV | CLM | Area-06 | LOT1 | 5C x 2.5 CU | 205 | 033 | E1121 -LOT1-0.6-1kV-5C x 2.5-2XWY FRLSH-855.0-D033 | 0
438 | LCS-PMA1302A-LV-C01 | LCS-PMA1302A | 5C x 2.5-2XWY FRLSH-0.6-1kV-CLM-LOT1 | 1000 | 5C x 2.5 | 2XWY FRLSH | 0.6-1kV | CLM | Area-06 | LOT1 | 5C x 2.5 CU | 216 | 032 | E1121 -LOT1-0.6-1kV-5C x 2.5-2XWY FRLSH-919.0-D032 | 0
440 | LCS-PMA1305-LV-C01 | LCS-PMA1305 | 5C x 2.5-2XWY FRLSH-0.6-1kV-CLM-LOT1 | 1000 | 5C x 2.5 | 2XWY FRLSH | 0.6-1kV | CLM | Area-06 | LOT1 | 5C x 2.5 CU | 195 | 032 | E1121 -LOT1-0.6-1kV-5C x 2.5-2XWY FRLSH-919.0-D032 | 0
446 | LCS-PMA1501B-LV-C01 | LCS-PMA1501B | 5C x 2.5-2XWY FRLSH-0.6-1kV-CLM-LOT1 | 1000 | 5C x 2.5 | 2XWY FRLSH | 0.6-1kV | CLM | Area-07 | LOT1 | 5C x 2.5 CU | 276 | 031 | E1121 -LOT1-0.6-1kV-5C x 2.5-2XWY FRLSH-947.0-D031 | 0
449 | LCS-PMA1502A-LV-C02 | LCS-PMA1502A | 5C x 2.5-2XWY FRLSH-0.6-1kV-CLM-LOT1 | 1000 | 5C x 2.5 | 2XWY FRLSH | 0.6-1kV | CLM | Area-07 | LOT1 | 5C x 2.5 CU | 229 | 030 | E1121 -LOT1-0.6-1kV-5C x 2.5-2XWY FRLSH-982.0-D030 | 0
451 | LCS-PMA1801A-LV-C01 | LCS-PMA1801A | 5C x 2.5-2XWY FRLSH-0.6-1kV-CLM-LOT1 | 1000 | 5C x 2.5 | 2XWY FRLSH | 0.6-1kV | CLM | Area-08 | LOT1 | 5C x 2.5 CU | 163 | 030 | E1121 -LOT1-0.6-1kV-5C x 2.5-2XWY FRLSH-982.0-D030 | 0
453 | LCS-PMA1822B-LV-C01 | LCS-PMA1822B | 5C x 2.5-2XWY FRLSH-0.6-1kV-CLM-LOT1 | 1000 | 5C x 2.5 | 2XWY FRLSH | 0.6-1kV | CLM | Area-08 | LOT1 | 5C x 2.5 CU | 181 | 029 | E1121 -LOT1-0.6-1kV-5C x 2.5-2XWY FRLSH-964.0-D029 | 0
455 | LCS-PMA1824B-LV-C01 | LCS-PMA1824B | 5C x 2.5-2XWY FRLSH-0.6-1kV-CLM-LOT1 | 1000 | 5C x 2.5 | 2XWY FRLSH | 0.6-1kV | CLM | Area-08 | LOT1 | 5C x 2.5 CU | 181 | 028 | E1121 -LOT1-0.6-1kV-5C x 2.5-2XWY FRLSH-921.0-D028 | 0
457 | LCS-PMA1832B-LV-C01 | LCS-PMA1832B | 5C x 2.5-2XWY FRLSH-0.6-1kV-CLM-LOT1 | 1000 | 5C x 2.5 | 2XWY FRLSH | 0.6-1kV | CLM | Area-08 | LOT1 | 5C x 2.5 CU | 176 | 027 | E1121 -LOT1-0.6-1kV-5C x 2.5-2XWY FRLSH-950.0-D027 | 0
459 | LCS-PMA1833B-LV-C01 | LCS-PMA1833B | 5C x 2.5-2XWY FRLSH-0.6-1kV-CLM-LOT1 | 1000 | 5C x 2.5 | 2XWY FRLSH | 0.6-1kV | CLM | Area-08 | LOT1 | 5C x 2.5 CU | 169 | 027 | E1121 -LOT1-0.6-1kV-5C x 2.5-2XWY FRLSH-950.0-D027 | 0
461 | LCS-PMA1842B-LV-C01 | LCS-PMA1842B | 5C x 2.5-2XWY FRLSH-0.6-1kV-CLM-LOT1 | 1000 | 5C x 2.5 | 2XWY FRLSH | 0.6-1kV | CLM | Area-08 | LOT1 | 5C x 2.5 CU | 169 | 024 | E1121 -LOT1-0.6-1kV-5C x 2.5-2XWY FRLSH-942.0-D024 | 0
463 | LCS-PMA1844-LV-C01 | LCS-PMA1844 | 5C x 2.5-2XWY FRLSH-0.6-1kV-CLM-LOT1 | 1000 | 5C x 2.5 | 2XWY FRLSH | 0.6-1kV | CLM | Area-08 | LOT1 | 5C x 2.5 CU | 163 | 017 | E1121 -LOT1-0.6-1kV-5C x 2.5-2XWY FRLSH-956.0-D017 | 0
465 | LCS-PMA1851B-LV-C01 | LCS-PMA1851B | 5C x 2.5-2XWY FRLSH-0.6-1kV-CLM-LOT1 | 1000 | 5C x 2.5 | 2XWY FRLSH | 0.6-1kV | CLM | Area-08 | LOT1 | 5C x 2.5 CU | 190 | 015 | E1121 -LOT1-0.6-1kV-5C x 2.5-2XWY FRLSH-971.0-D015 | 0
470 | LCS-PMA2601B-LV-C01 | LCS-PMA2601B | 5C x 2.5-2XWY FRLSH-0.6-1kV-CLM-LOT1 | 1000 | 5C x 2.5 | 2XWY FRLSH | 0.6-1kV | CLM | Area-11 | LOT1 | 5C x 2.5 CU | 358 | 025 | E1121 -LOT1-0.6-1kV-5C x 2.5-2XWY FRLSH-950.0-D025 | 0
473 | LCS-PMA2603B-LV-C01 | LCS-PMA2603B | 5C x 2.5-2XWY FRLSH-0.6-1kV-CLM-LOT1 | 1000 | 5C x 2.5 | 2XWY FRLSH | 0.6-1kV | CLM | Area-11 | LOT1 | 5C x 2.5 CU | 360 | 023 | E1121 -LOT1-0.6-1kV-5C x 2.5-2XWY FRLSH-975.0-D023 | 0
478 | UCP-PMA501AB-LV-C03 | UCP-PMA501AB | 5C x 2.5-2XWY FRLSH-0.6-1kV-CLM-LOT1 | 1000 | 5C x 2.5 | 2XWY FRLSH | 0.6-1kV | CLM | Area-07 | LOT1 | 5C x 2.5 CU | 105 | 002 | E1121 -LOT1-0.6-1kV-5C x 2.5-2XWY FRLSH-976.0-D002 | 0
483 | UCP-PMA501BB-LV-C03 | UCP-PMA501BB | 5C x 2.5-2XWY FRLSH-0.6-1kV-CLM-LOT1 | 1000 | 5C x 2.5 | 2XWY FRLSH | 0.6-1kV | CLM | Area-07 | LOT1 | 5C x 2.5 CU | 105 | 001 | E1121 -LOT1-0.6-1kV-5C x 2.5-2XWY FRLSH-995.0-D001 | 0
487 | UCP-HHMA501B-LV-C03 | UCP-HHMA501B | 5C x 2.5-2XWY FRLSH-0.6-1kV-CLM-LOT1 | 1000 | 5C x 2.5 | 2XWY FRLSH | 0.6-1kV | CLM | Area-07 | LOT1 | 5C x 2.5 CU | 105 | 003 | E1121 -LOT1-0.6-1kV-5C x 2.5-2XWY FRLSH-988.0-D003 | 0
490 | UCP-FMA501AB-LV-C02 | UCP-FMA501AB | 5C x 2.5-2XWY FRLSH-0.6-1kV-CLM-LOT1 | 1000 | 5C x 2.5 | 2XWY FRLSH | 0.6-1kV | CLM | Area-07 | LOT1 | 5C x 2.5 CU | 105 | 004 | E1121 -LOT1-0.6-1kV-5C x 2.5-2XWY FRLSH-988.0-D004 | 0
493 | UCP-FMA501BB-LV-C02 | UCP-FMA501BB | 5C x 2.5-2XWY FRLSH-0.6-1kV-CLM-LOT1 | 1000 | 5C x 2.5 | 2XWY FRLSH | 0.6-1kV | CLM | Area-07 | LOT1 | 5C x 2.5 CU | 105 | 004 | E1121 -LOT1-0.6-1kV-5C x 2.5-2XWY FRLSH-988.0-D004 | 0
499 | LCS-PMB1301B-LV-C01 | LCS-PMB1301B | 5C x 2.5-2XWY FRLSH-0.6-1kV-CLM-LOT1 | 1000 | 5C x 2.5 | 2XWY FRLSH | 0.6-1kV | CLM | Area-12 | LOT1 | 5C x 2.5 CU | 255 | 022 | E1121 -LOT1-0.6-1kV-5C x 2.5-2XWY FRLSH-958.0-D022 | 0
501 | LCS-PMB1302B-LV-C01 | LCS-PMB1302B | 5C x 2.5-2XWY FRLSH-0.6-1kV-CLM-LOT1 | 1000 | 5C x 2.5 | 2XWY FRLSH | 0.6-1kV | CLM | Area-12 | LOT1 | 5C x 2.5 CU | 267 | 022 | E1121 -LOT1-0.6-1kV-5C x 2.5-2XWY FRLSH-958.0-D022 | 0
503 | LCS-PMB1305-LV-C01 | LCS-PMB1305 | 5C x 2.5-2XWY FRLSH-0.6-1kV-CLM-LOT1 | 1000 | 5C x 2.5 | 2XWY FRLSH | 0.6-1kV | CLM | Area-12 | LOT1 | 5C x 2.5 CU | 244 | 021 | E1121 -LOT1-0.6-1kV-5C x 2.5-2XWY FRLSH-972.0-D021 | 0
509 | LCS-PMB1501A-LV-C01 | LCS-PMB1501A | 5C x 2.5-2XWY FRLSH-0.6-1kV-CLM-LOT1 | 1000 | 5C x 2.5 | 2XWY FRLSH | 0.6-1kV | CLM | Area-13 | LOT1 | 5C x 2.5 CU | 314 | 020 | E1121 -LOT1-0.6-1kV-5C x 2.5-2XWY FRLSH-944.0-D020 | 0
512 | LCS-PMB1502A-LV-C02 | LCS-PMB1502A | 5C x 2.5-2XWY FRLSH-0.6-1kV-CLM-LOT1 | 1000 | 5C x 2.5 | 2XWY FRLSH | 0.6-1kV | CLM | Area-13 | LOT1 | 5C x 2.5 CU | 313 | 019 | E1121 -LOT1-0.6-1kV-5C x 2.5-2XWY FRLSH-982.0-D019 | 0
514 | LCS-PMB1801B-LV-C01 | LCS-PMB1801B | 5C x 2.5-2XWY FRLSH-0.6-1kV-CLM-LOT1 | 1000 | 5C x 2.5 | 2XWY FRLSH | 0.6-1kV | CLM | Area-14 | LOT1 | 5C x 2.5 CU | 246 | 018 | E1121 -LOT1-0.6-1kV-5C x 2.5-2XWY FRLSH-999.0-D018 | 0
516 | LCS-PMB1822A-LV-C01 | LCS-PMB1822A | 5C x 2.5-2XWY FRLSH-0.6-1kV-CLM-LOT1 | 1000 | 5C x 2.5 | 2XWY FRLSH | 0.6-1kV | CLM | Area-14 | LOT1 | 5C x 2.5 CU | 269 | 017 | E1121 -LOT1-0.6-1kV-5C x 2.5-2XWY FRLSH-956.0-D017 | 0
518 | LCS-PMB1824B-LV-C01 | LCS-PMB1824B | 5C x 2.5-2XWY FRLSH-0.6-1kV-CLM-LOT1 | 1000 | 5C x 2.5 | 2XWY FRLSH | 0.6-1kV | CLM | Area-14 | LOT1 | 5C x 2.5 CU | 264 | 015 | E1121 -LOT1-0.6-1kV-5C x 2.5-2XWY FRLSH-971.0-D015 | 0
520 | LCS-PMB1832A-LV-C01 | LCS-PMB1832A | 5C x 2.5-2XWY FRLSH-0.6-1kV-CLM-LOT1 | 1000 | 5C x 2.5 | 2XWY FRLSH | 0.6-1kV | CLM | Area-14 | LOT1 | 5C x 2.5 CU | 258 | 015 | E1121 -LOT1-0.6-1kV-5C x 2.5-2XWY FRLSH-971.0-D015 | 0
522 | LCS-PMB1833A-LV-C01 | LCS-PMB1833A | 5C x 2.5-2XWY FRLSH-0.6-1kV-CLM-LOT1 | 1000 | 5C x 2.5 | 2XWY FRLSH | 0.6-1kV | CLM | Area-14 | LOT1 | 5C x 2.5 CU | 254 | 014 | E1121 -LOT1-0.6-1kV-5C x 2.5-2XWY FRLSH-999.0-D014 | 0
524 | LCS-PMB1842B-LV-C01 | LCS-PMB1842B | 5C x 2.5-2XWY FRLSH-0.6-1kV-CLM-LOT1 | 1000 | 5C x 2.5 | 2XWY FRLSH | 0.6-1kV | CLM | Area-14 | LOT1 | 5C x 2.5 CU | 248 | 013 | E1121 -LOT1-0.6-1kV-5C x 2.5-2XWY FRLSH-991.0-D013 | 0
526 | LCS-PMB1851A-LV-C01 | LCS-PMB1851A | 5C x 2.5-2XWY FRLSH-0.6-1kV-CLM-LOT1 | 1000 | 5C x 2.5 | 2XWY FRLSH | 0.6-1kV | CLM | Area-14 | LOT1 | 5C x 2.5 CU | 274 | 012 | E1121 -LOT1-0.6-1kV-5C x 2.5-2XWY FRLSH-937.0-D012 | 0
531 | LCS-PMB2601A-LV-C01 | LCS-PMB2601A | 5C x 2.5-2XWY FRLSH-0.6-1kV-CLM-LOT1 | 1000 | 5C x 2.5 | 2XWY FRLSH | 0.6-1kV | CLM | Area-11 | LOT1 | 5C x 2.5 CU | 371 | 011 | E1121 -LOT1-0.6-1kV-5C x 2.5-2XWY FRLSH-999.0-D011 | 0
534 | LCS-PMB2603B-LV-C01 | LCS-PMB2603B | 5C x 2.5-2XWY FRLSH-0.6-1kV-CLM-LOT1 | 1000 | 5C x 2.5 | 2XWY FRLSH | 0.6-1kV | CLM | Area-11 | LOT1 | 5C x 2.5 CU | 376 | 008 | E1121 -LOT1-0.6-1kV-5C x 2.5-2XWY FRLSH-982.0-D008 | 0
536 | LCS-PMB35021-LV-C01 | LCS-PMB35021 | 5C x 2.5-2XWY FRLSH-0.6-1kV-CLM-LOT1 | 1000 | 5C x 2.5 | 2XWY FRLSH | 0.6-1kV | CLM | Area-09 | LOT1 | 5C x 2.5 CU | 267 | 008 | E1121 -LOT1-0.6-1kV-5C x 2.5-2XWY FRLSH-982.0-D008 | 0
541 | UCP-PMB501AB-LV-C03 | UCP-PMB501AB | 5C x 2.5-2XWY FRLSH-0.6-1kV-CLM-LOT1 | 1000 | 5C x 2.5 | 2XWY FRLSH | 0.6-1kV | CLM | Area-13 | LOT1 | 5C x 2.5 CU | 115 | 001 | E1121 -LOT1-0.6-1kV-5C x 2.5-2XWY FRLSH-995.0-D001 | 0
546 | UCP-PMB501BB-LV-C03 | UCP-PMB501BB | 5C x 2.5-2XWY FRLSH-0.6-1kV-CLM-LOT1 | 1000 | 5C x 2.5 | 2XWY FRLSH | 0.6-1kV | CLM | Area-13 | LOT1 | 5C x 2.5 CU | 115 | 001 | E1121 -LOT1-0.6-1kV-5C x 2.5-2XWY FRLSH-995.0-D001 | 0
551 | UCP-HHMB501A-LV-C02 | UCP-HHMB501A | 5C x 2.5-2XWY FRLSH-0.6-1kV-CLM-LOT1 | 1000 | 5C x 2.5 | 2XWY FRLSH | 0.6-1kV | CLM | Area-13 | LOT1 | 5C x 2.5 CU | 115 | 003 | E1121 -LOT1-0.6-1kV-5C x 2.5-2XWY FRLSH-988.0-D003 | 0
554 | UCP-FMB501AB-LV-C02 | UCP-FMB501AB | 5C x 2.5-2XWY FRLSH-0.6-1kV-CLM-LOT1 | 1000 | 5C x 2.5 | 2XWY FRLSH | 0.6-1kV | CLM | Area-13 | LOT1 | 5C x 2.5 CU | 115 | 004 | E1121 -LOT1-0.6-1kV-5C x 2.5-2XWY FRLSH-988.0-D004 | 0
557 | UCP-FMB501BB-LV-C02 | UCP-FMB501BB | 5C x 2.5-2XWY FRLSH-0.6-1kV-CLM-LOT1 | 1000 | 5C x 2.5 | 2XWY FRLSH | 0.6-1kV | CLM | Area-13 | LOT1 | 5C x 2.5 CU | 115 | 003 | E1121 -LOT1-0.6-1kV-5C x 2.5-2XWY FRLSH-988.0-D003 | 0
563 | LCS-PMB1301A-LV-C01 | LCS-PMB1301A | 5C x 2.5-2XWY FRLSH-0.6-1kV-CLM-LOT1 | 1000 | 5C x 2.5 | 2XWY FRLSH | 0.6-1kV | CLM | Area-12 | LOT1 | 5C x 2.5 CU | 255 | 023 | E1121 -LOT1-0.6-1kV-5C x 2.5-2XWY FRLSH-975.0-D023 | 0
565 | LCS-PMB1302A-LV-C01 | LCS-PMB1302A | 5C x 2.5-2XWY FRLSH-0.6-1kV-CLM-LOT1 | 1000 | 5C x 2.5 | 2XWY FRLSH | 0.6-1kV | CLM | Area-12 | LOT1 | 5C x 2.5 CU | 267 | 022 | E1121 -LOT1-0.6-1kV-5C x 2.5-2XWY FRLSH-958.0-D022 | 0
571 | LCS-PMB1501B-LV-C01 | LCS-PMB1501B | 5C x 2.5-2XWY FRLSH-0.6-1kV-CLM-LOT1 | 1000 | 5C x 2.5 | 2XWY FRLSH | 0.6-1kV | CLM | Area-13 | LOT1 | 5C x 2.5 CU | 327 | 019 | E1121 -LOT1-0.6-1kV-5C x 2.5-2XWY FRLSH-982.0-D019 | 0
574 | LCS-PMB1502B-LV-C02 | LCS-PMB1502B | 5C x 2.5-2XWY FRLSH-0.6-1kV-CLM-LOT1 | 1000 | 5C x 2.5 | 2XWY FRLSH | 0.6-1kV | CLM | Area-13 | LOT1 | 5C x 2.5 CU | 277 | 019 | E1121 -LOT1-0.6-1kV-5C x 2.5-2XWY FRLSH-982.0-D019 | 0
576 | LCS-PMB1801A-LV-C01 | LCS-PMB1801A | 5C x 2.5-2XWY FRLSH-0.6-1kV-CLM-LOT1 | 1000 | 5C x 2.5 | 2XWY FRLSH | 0.6-1kV | CLM | Area-14 | LOT1 | 5C x 2.5 CU | 246 | 018 | E1121 -LOT1-0.6-1kV-5C x 2.5-2XWY FRLSH-999.0-D018 | 0
578 | LCS-PMB1822B-LV-C01 | LCS-PMB1822B | 5C x 2.5-2XWY FRLSH-0.6-1kV-CLM-LOT1 | 1000 | 5C x 2.5 | 2XWY FRLSH | 0.6-1kV | CLM | Area-14 | LOT1 | 5C x 2.5 CU | 269 | 017 | E1121 -LOT1-0.6-1kV-5C x 2.5-2XWY FRLSH-956.0-D017 | 0
580 | LCS-PMB1824A-LV-C01 | LCS-PMB1824A | 5C x 2.5-2XWY FRLSH-0.6-1kV-CLM-LOT1 | 1000 | 5C x 2.5 | 2XWY FRLSH | 0.6-1kV | CLM | Area-14 | LOT1 | 5C x 2.5 CU | 264 | 016 | E1121 -LOT1-0.6-1kV-5C x 2.5-2XWY FRLSH-970.0-D016 | 0
582 | LCS-PMB1832B-LV-C01 | LCS-PMB1832B | 5C x 2.5-2XWY FRLSH-0.6-1kV-CLM-LOT1 | 1000 | 5C x 2.5 | 2XWY FRLSH | 0.6-1kV | CLM | Area-14 | LOT1 | 5C x 2.5 CU | 258 | 014 | E1121 -LOT1-0.6-1kV-5C x 2.5-2XWY FRLSH-999.0-D014 | 0
584 | LCS-PMB1833B-LV-C01 | LCS-PMB1833B | 5C x 2.5-2XWY FRLSH-0.6-1kV-CLM-LOT1 | 1000 | 5C x 2.5 | 2XWY FRLSH | 0.6-1kV | CLM | Area-14 | LOT1 | 5C x 2.5 CU | 254 | 014 | E1121 -LOT1-0.6-1kV-5C x 2.5-2XWY FRLSH-999.0-D014 | 0
586 | LCS-PMB1842A-LV-C01 | LCS-PMB1842A | 5C x 2.5-2XWY FRLSH-0.6-1kV-CLM-LOT1 | 1000 | 5C x 2.5 | 2XWY FRLSH | 0.6-1kV | CLM | Area-14 | LOT1 | 5C x 2.5 CU | 248 | 013 | E1121 -LOT1-0.6-1kV-5C x 2.5-2XWY FRLSH-991.0-D013 | 0
588 | LCS-PMB1844-LV-C01 | LCS-PMB1844 | 5C x 2.5-2XWY FRLSH-0.6-1kV-CLM-LOT1 | 1000 | 5C x 2.5 | 2XWY FRLSH | 0.6-1kV | CLM | Area-14 | LOT1 | 5C x 2.5 CU | 246 | 010 | E1121 -LOT1-0.6-1kV-5C x 2.5-2XWY FRLSH-983.0-D010 | 0
590 | LCS-PMB1851B-LV-C01 | LCS-PMB1851B | 5C x 2.5-2XWY FRLSH-0.6-1kV-CLM-LOT1 | 1000 | 5C x 2.5 | 2XWY FRLSH | 0.6-1kV | CLM | Area-14 | LOT1 | 5C x 2.5 CU | 274 | 008 | E1121 -LOT1-0.6-1kV-5C x 2.5-2XWY FRLSH-982.0-D008 | 0
595 | LCS-PMB2601B-LV-C01 | LCS-PMB2601B | 5C x 2.5-2XWY FRLSH-0.6-1kV-CLM-LOT1 | 1000 | 5C x 2.5 | 2XWY FRLSH | 0.6-1kV | CLM | Area-11 | LOT1 | 5C x 2.5 CU | 371 | 010 | E1121 -LOT1-0.6-1kV-5C x 2.5-2XWY FRLSH-983.0-D010 | 0
598 | LCS-PMB2603A-LV-C01 | LCS-PMB2603A | 5C x 2.5-2XWY FRLSH-0.6-1kV-CLM-LOT1 | 1000 | 5C x 2.5 | 2XWY FRLSH | 0.6-1kV | CLM | Area-11 | LOT1 | 5C x 2.5 CU | 376 | 009 | E1121 -LOT1-0.6-1kV-5C x 2.5-2XWY FRLSH-994.0-D009 | 0
600 | LCS-PMB35022-LV-C01 | LCS-PMB35022 | 5C x 2.5-2XWY FRLSH-0.6-1kV-CLM-LOT1 | 1000 | 5C x 2.5 | 2XWY FRLSH | 0.6-1kV | CLM | Area-09 | LOT1 | 5C x 2.5 CU | 267 | 007 | E1121 -LOT1-0.6-1kV-5C x 2.5-2XWY FRLSH-970.0-D007 | 0
605 | UCP-PMB501AA-LV-C03 | UCP-PMB501AA | 5C x 2.5-2XWY FRLSH-0.6-1kV-CLM-LOT1 | 1000 | 5C x 2.5 | 2XWY FRLSH | 0.6-1kV | CLM | Area-13 | LOT1 | 5C x 2.5 CU | 115 | 001 | E1121 -LOT1-0.6-1kV-5C x 2.5-2XWY FRLSH-995.0-D001 | 0
610 | UCP-PMB501BA-LV-C03 | UCP-PMB501BA | 5C x 2.5-2XWY FRLSH-0.6-1kV-CLM-LOT1 | 1000 | 5C x 2.5 | 2XWY FRLSH | 0.6-1kV | CLM | Area-13 | LOT1 | 5C x 2.5 CU | 115 | 001 | E1121 -LOT1-0.6-1kV-5C x 2.5-2XWY FRLSH-995.0-D001 | 0
615 | UCP-HHMB501B-LV-C02 | UCP-HHMB501B | 5C x 2.5-2XWY FRLSH-0.6-1kV-CLM-LOT1 | 1000 | 5C x 2.5 | 2XWY FRLSH | 0.6-1kV | CLM | Area-13 | LOT1 | 5C x 2.5 CU | 105 | 002 | E1121 -LOT1-0.6-1kV-5C x 2.5-2XWY FRLSH-976.0-D002 | 0
618 | UCP-FMB501AA-LV-C02 | UCP-FMB501AA | 5C x 2.5-2XWY FRLSH-0.6-1kV-CLM-LOT1 | 1000 | 5C x 2.5 | 2XWY FRLSH | 0.6-1kV | CLM | Area-13 | LOT1 | 5C x 2.5 CU | 105 | 004 | E1121 -LOT1-0.6-1kV-5C x 2.5-2XWY FRLSH-988.0-D004 | 0
621 | UCP-FMB501BA-LV-C02 | UCP-FMB501BA | 5C x 2.5-2XWY FRLSH-0.6-1kV-CLM-LOT1 | 1000 | 5C x 2.5 | 2XWY FRLSH | 0.6-1kV | CLM | Area-13 | LOT1 | 5C x 2.5 CU | 105 | 003 | E1121 -LOT1-0.6-1kV-5C x 2.5-2XWY FRLSH-988.0-D003 | 0
628 | LCS-PM1201A-LV-C01 | LCS-PM1201A | 5C x 2.5-2XWY FRLSH-0.6-1kV-CLM-LOT1 | 1000 | 5C x 2.5 | 2XWY FRLSH | 0.6-1kV | CLM | Area-08 | LOT1 | 5C x 2.5 CU | 201 | 060 | E1121 -LOT1-0.6-1kV-5C x 2.5-2XWY FRLSH-894.0-D060 | 0
630 | LCS-PM1202A-LV-C01 | LCS-PM1202A | 5C x 2.5-2XWY FRLSH-0.6-1kV-CLM-LOT1 | 1000 | 5C x 2.5 | 2XWY FRLSH | 0.6-1kV | CLM | Area-08 | LOT1 | 5C x 2.5 CU | 213 | 053 | E1121 -LOT1-0.6-1kV-5C x 2.5-2XWY FRLSH-997.0-D053 | 0
632 | LCS-PM1211A-LV-C01 | LCS-PM1211A | 5C x 2.5-2XWY FRLSH-0.6-1kV-CLM-LOT1 | 1000 | 5C x 2.5 | 2XWY FRLSH | 0.6-1kV | CLM | Area-08 | LOT1 | 5C x 2.5 CU | 205 | 043 | E1121 -LOT1-0.6-1kV-5C x 2.5-2XWY FRLSH-990.0-D043 | 0
634 | LCS-BL1301B-LV-C01 | LCS-BL1301B | 5C x 2.5-2XWY FRLSH-0.6-1kV-CLM-LOT1 | 1000 | 5C x 2.5 | 2XWY FRLSH | 0.6-1kV | CLM | Area-18 | LOT1 | 5C x 2.5 CU | 337 | 062 | E1121 -LOT1-0.6-1kV-5C x 2.5-2XWY FRLSH-682.0-D062 | 0
636 | LCS-PM1303A-LV-C01 | LCS-PM1303A | 5C x 2.5-2XWY FRLSH-0.6-1kV-CLM-LOT1 | 1000 | 5C x 2.5 | 2XWY FRLSH | 0.6-1kV | CLM | Area-18 | LOT1 | 5C x 2.5 CU | 345 | 062 | E1121 -LOT1-0.6-1kV-5C x 2.5-2XWY FRLSH-682.0-D062 | 0
639 | LCS-PM1304A-LV-C01 | LCS-PM1304A | 5C x 2.5-2XWY FRLSH-0.6-1kV-CLM-LOT1 | 1000 | 5C x 2.5 | 2XWY FRLSH | 0.6-1kV | CLM | Area-18 | LOT1 | 5C x 2.5 CU | 342 | 061 | E1121 -LOT1-0.6-1kV-5C x 2.5-2XWY FRLSH-687.0-D061 | 0
641 | LCS-PM1601A-LV-C01 | LCS-PM1601A | 5C x 2.5-2XWY FRLSH-0.6-1kV-CLM-LOT1 | 1000 | 5C x 2.5 | 2XWY FRLSH | 0.6-1kV | CLM | Area-05 | LOT1 | 5C x 2.5 CU | 351 | 060 | E1121 -LOT1-0.6-1kV-5C x 2.5-2XWY FRLSH-894.0-D060 | 0
644 | LCS-PM1701B-LV-C01 | LCS-PM1701B | 5C x 2.5-2XWY FRLSH-0.6-1kV-CLM-LOT1 | 1000 | 5C x 2.5 | 2XWY FRLSH | 0.6-1kV | CLM | Area-14 | LOT1 | 5C x 2.5 CU | 298 | 059 | E1121 -LOT1-0.6-1kV-5C x 2.5-2XWY FRLSH-947.0-D059 | 0
649 | LCS-PM1703B-LV-C01 | LCS-PM1703B | 5C x 2.5-2XWY FRLSH-0.6-1kV-CLM-LOT1 | 1000 | 5C x 2.5 | 2XWY FRLSH | 0.6-1kV | CLM | Area-14 | LOT1 | 5C x 2.5 CU | 311 | 058 | E1121 -LOT1-0.6-1kV-5C x 2.5-2XWY FRLSH-909.0-D058 | 0
651 | LCS-PM1704B-LV-C01 | LCS-PM1704B | 5C x 2.5-2XWY FRLSH-0.6-1kV-CLM-LOT1 | 1000 | 5C x 2.5 | 2XWY FRLSH | 0.6-1kV | CLM | Area-14 | LOT1 | 5C x 2.5 CU | 287 | 057 | E1121 -LOT1-0.6-1kV-5C x 2.5-2XWY FRLSH-905.0-D057 | 0
653 | LCS-PM1705B-LV-C01 | LCS-PM1705B | 5C x 2.5-2XWY FRLSH-0.6-1kV-CLM-LOT1 | 1000 | 5C x 2.5 | 2XWY FRLSH | 0.6-1kV | CLM | Area-14 | LOT1 | 5C x 2.5 CU | 309 | 057 | E1121 -LOT1-0.6-1kV-5C x 2.5-2XWY FRLSH-905.0-D057 | 0
655 | LCS-PM1901B-LV-C01 | LCS-PM1901B | 5C x 2.5-2XWY FRLSH-0.6-1kV-CLM-LOT1 | 1000 | 5C x 2.5 | 2XWY FRLSH | 0.6-1kV | CLM | Area-14 | LOT1 | 5C x 2.5 CU | 302 | 055 | E1121 -LOT1-0.6-1kV-5C x 2.5-2XWY FRLSH-896.0-D055 | 0
658 | LCS-PM1902A-LV-C01 | LCS-PM1902A | 5C x 2.5-2XWY FRLSH-0.6-1kV-CLM-LOT1 | 1000 | 5C x 2.5 | 2XWY FRLSH | 0.6-1kV | CLM | Area-14 | LOT1 | 5C x 2.5 CU | 297 | 055 | E1121 -LOT1-0.6-1kV-5C x 2.5-2XWY FRLSH-896.0-D055 | 0
663 | LCS-PM2103A-LV-C01 | LCS-PM2103A | 5C x 2.5-2XWY FRLSH-0.6-1kV-CLM-LOT1 | 1000 | 5C x 2.5 | 2XWY FRLSH | 0.6-1kV | CLM | Area-10 | LOT1 | 5C x 2.5 CU | 379 | 054 | E1121 -LOT1-0.6-1kV-5C x 2.5-2XWY FRLSH-956.0-D054 | 0
666 | LCS-PM2252-LV-C01 | LCS-PM2252 | 5C x 2.5-2XWY FRLSH-0.6-1kV-CLM-LOT1 | 1000 | 5C x 2.5 | 2XWY FRLSH | 0.6-1kV | CLM | Area-11 | LOT1 | 5C x 2.5 CU | 352 | 052 | E1121 -LOT1-0.6-1kV-5C x 2.5-2XWY FRLSH-960.0-D052 | 0
668 | LCS-PM2351A-LV-C01 | LCS-PM2351A | 5C x 2.5-2XWY FRLSH-0.6-1kV-CLM-LOT1 | 1000 | 5C x 2.5 | 2XWY FRLSH | 0.6-1kV | CLM | Area-11 | LOT1 | 5C x 2.5 CU | 344 | 052 | E1121 -LOT1-0.6-1kV-5C x 2.5-2XWY FRLSH-960.0-D052 | 0
670 | LCS-PM2404A-LV-C01 | LCS-PM2404A | 5C x 2.5-2XWY FRLSH-0.6-1kV-CLM-LOT1 | 1000 | 5C x 2.5 | 2XWY FRLSH | 0.6-1kV | CLM | Area-05 | LOT1 | 5C x 2.5 CU | 271 | 047 | E1121 -LOT1-0.6-1kV-5C x 2.5-2XWY FRLSH-989.0-D047 | 0
672 | LCS-PM2405B-LV-C01 | LCS-PM2405B | 5C x 2.5-2XWY FRLSH-0.6-1kV-CLM-LOT1 | 1000 | 5C x 2.5 | 2XWY FRLSH | 0.6-1kV | CLM | Area-05 | LOT1 | 5C x 2.5 CU | 262 | 036 | E1121 -LOT1-0.6-1kV-5C x 2.5-2XWY FRLSH-980.0-D036 | 0
674 | LCS-PM2502A-LV-C01 | LCS-PM2502A | 5C x 2.5-2XWY FRLSH-0.6-1kV-CLM-LOT1 | 1000 | 5C x 2.5 | 2XWY FRLSH | 0.6-1kV | CLM | Area-05 | LOT1 | 5C x 2.5 CU | 345 | 048 | E1121 -LOT1-0.6-1kV-5C x 2.5-2XWY FRLSH-998.0-D048 | 0
676 | LCS-PM30011-LV-C01 | LCS-PM30011 | 5C x 2.5-2XWY FRLSH-0.6-1kV-CLM-LOT1 | 1000 | 5C x 2.5 | 2XWY FRLSH | 0.6-1kV | CLM | Area-04 | LOT1 | 5C x 2.5 CU | 368 | 046 | E1121 -LOT1-0.6-1kV-5C x 2.5-2XWY FRLSH-971.0-D046 | 0
678 | LCS-PM30021-LV-C01 | LCS-PM30021 | 5C x 2.5-2XWY FRLSH-0.6-1kV-CLM-LOT1 | 1000 | 5C x 2.5 | 2XWY FRLSH | 0.6-1kV | CLM | Area-09 | LOT1 | 5C x 2.5 CU | 340 | 045 | E1121 -LOT1-0.6-1kV-5C x 2.5-2XWY FRLSH-976.0-D045 | 0
680 | LCS-PM30022-LV-C01 | LCS-PM30022 | 5C x 2.5-2XWY FRLSH-0.6-1kV-CLM-LOT1 | 1000 | 5C x 2.5 | 2XWY FRLSH | 0.6-1kV | CLM | Area-09 | LOT1 | 5C x 2.5 CU | 353 | 044 | E1121 -LOT1-0.6-1kV-5C x 2.5-2XWY FRLSH-982.0-D044 | 0
682 | LCS-PM30031-LV-C01 | LCS-PM30031 | 5C x 2.5-2XWY FRLSH-0.6-1kV-CLM-LOT1 | 1000 | 5C x 2.5 | 2XWY FRLSH | 0.6-1kV | CLM | Area-15 | LOT1 | 5C x 2.5 CU | 386 | 043 | E1121 -LOT1-0.6-1kV-5C x 2.5-2XWY FRLSH-990.0-D043 | 0
684 | LCS-PM30041-LV-C01 | LCS-PM30041 | 5C x 2.5-2XWY FRLSH-0.6-1kV-CLM-LOT1 | 1000 | 5C x 2.5 | 2XWY FRLSH | 0.6-1kV | CLM | Area-15 | LOT1 | 5C x 2.5 CU | 408 | 042 | E1121 -LOT1-0.6-1kV-5C x 2.5-2XWY FRLSH-824.0-D042 | 0
686 | LCS-PM3005A-LV-C01 | LCS-PM3005A | 5C x 2.5-2XWY FRLSH-0.6-1kV-CLM-LOT1 | 1000 | 5C x 2.5 | 2XWY FRLSH | 0.6-1kV | CLM | Area-18 | LOT1 | 5C x 2.5 CU | 374 | 041 | E1121 -LOT1-0.6-1kV-5C x 2.5-2XWY FRLSH-953.0-D041 | 0
688 | LCS-PM3008A-LV-C01 | LCS-PM3008A | 5C x 2.5-2XWY FRLSH-0.6-1kV-CLM-LOT1 | 1000 | 5C x 2.5 | 2XWY FRLSH | 0.6-1kV | CLM | Area-17 | LOT1 | 5C x 2.5 CU | 329 | 039 | E1121 -LOT1-0.6-1kV-5C x 2.5-2XWY FRLSH-997.0-D039 | 0
690 | LCS-PM3009A-LV-C01 | LCS-PM3009A | 5C x 2.5-2XWY FRLSH-0.6-1kV-CLM-LOT1 | 1000 | 5C x 2.5 | 2XWY FRLSH | 0.6-1kV | CLM | Area-17 | LOT1 | 5C x 2.5 CU | 328 | 038 | E1121 -LOT1-0.6-1kV-5C x 2.5-2XWY FRLSH-985.0-D038 | 0
692 | LCS-PM3010A-LV-C01 | LCS-PM3010A | 5C x 2.5-2XWY FRLSH-0.6-1kV-CLM-LOT1 | 1000 | 5C x 2.5 | 2XWY FRLSH | 0.6-1kV | CLM | Area-17 | LOT1 | 5C x 2.5 CU | 328 | 037 | E1121 -LOT1-0.6-1kV-5C x 2.5-2XWY FRLSH-972.0-D037 | 0
696 | LCS-PM3013-LV-C01 | LCS-PM3013 | 5C x 2.5-2XWY FRLSH-0.6-1kV-CLM-LOT1 | 1000 | 5C x 2.5 | 2XWY FRLSH | 0.6-1kV | CLM | Area-17 | LOT1 | 5C x 2.5 CU | 316 | 037 | E1121 -LOT1-0.6-1kV-5C x 2.5-2XWY FRLSH-972.0-D037 | 0
698 | LCS-PM35031-LV-C01 | LCS-PM35031 | 5C x 2.5-2XWY FRLSH-0.6-1kV-CLM-LOT1 | 1000 | 5C x 2.5 | 2XWY FRLSH | 0.6-1kV | CLM | Area-15 | LOT1 | 5C x 2.5 CU | 316 | 035 | E1121 -LOT1-0.6-1kV-5C x 2.5-2XWY FRLSH-967.0-D035 | 0
700 | LCS-PM35041-LV-C01 | LCS-PM35041 | 5C x 2.5-2XWY FRLSH-0.6-1kV-CLM-LOT1 | 1000 | 5C x 2.5 | 2XWY FRLSH | 0.6-1kV | CLM | Area-15 | LOT1 | 5C x 2.5 CU | 335 | 035 | E1121 -LOT1-0.6-1kV-5C x 2.5-2XWY FRLSH-967.0-D035 | 0
718 | UCP-H5001A1-LV-C02 | UCP-H5001A1 | 5C x 2.5-2XWY FRLSH-0.6-1kV-CLM-LOT1 | 1000 | 5C x 2.5 | 2XWY FRLSH | 0.6-1kV | CLM | Area-17 | LOT1 | 5C x 2.5 CU | 358 | 004 | E1121 -LOT1-0.6-1kV-5C x 2.5-2XWY FRLSH-988.0-D004 | 0
736 | LCS-PM1201B-LV-C01 | LCS-PM1201B | 5C x 2.5-2XWY FRLSH-0.6-1kV-CLM-LOT1 | 1000 | 5C x 2.5 | 2XWY FRLSH | 0.6-1kV | CLM | Area-08 | LOT1 | 5C x 2.5 CU | 201 | 054 | E1121 -LOT1-0.6-1kV-5C x 2.5-2XWY FRLSH-956.0-D054 | 0
738 | LCS-PM1202B-LV-C01 | LCS-PM1202B | 5C x 2.5-2XWY FRLSH-0.6-1kV-CLM-LOT1 | 1000 | 5C x 2.5 | 2XWY FRLSH | 0.6-1kV | CLM | Area-08 | LOT1 | 5C x 2.5 CU | 213 | 046 | E1121 -LOT1-0.6-1kV-5C x 2.5-2XWY FRLSH-971.0-D046 | 0
740 | LCS-PM1211B-LV-C01 | LCS-PM1211B | 5C x 2.5-2XWY FRLSH-0.6-1kV-CLM-LOT1 | 1000 | 5C x 2.5 | 2XWY FRLSH | 0.6-1kV | CLM | Area-08 | LOT1 | 5C x 2.5 CU | 205 | 041 | E1121 -LOT1-0.6-1kV-5C x 2.5-2XWY FRLSH-953.0-D041 | 0
742 | LCS-BL1301A-LV-C01 | LCS-BL1301A | 5C x 2.5-2XWY FRLSH-0.6-1kV-CLM-LOT1 | 1000 | 5C x 2.5 | 2XWY FRLSH | 0.6-1kV | CLM | Area-18 | LOT1 | 5C x 2.5 CU | 337 | 063 | E1121 -LOT1-0.6-1kV-5C x 2.5-2XWY FRLSH-337.0-D063 | 0
744 | LCS-PM1303B-LV-C01 | LCS-PM1303B | 5C x 2.5-2XWY FRLSH-0.6-1kV-CLM-LOT1 | 1000 | 5C x 2.5 | 2XWY FRLSH | 0.6-1kV | CLM | Area-18 | LOT1 | 5C x 2.5 CU | 345 | 061 | E1121 -LOT1-0.6-1kV-5C x 2.5-2XWY FRLSH-687.0-D061 | 0
747 | LCS-PM1304B-LV-C01 | LCS-PM1304B | 5C x 2.5-2XWY FRLSH-0.6-1kV-CLM-LOT1 | 1000 | 5C x 2.5 | 2XWY FRLSH | 0.6-1kV | CLM | Area-18 | LOT1 | 5C x 2.5 CU | 342 | 060 | E1121 -LOT1-0.6-1kV-5C x 2.5-2XWY FRLSH-894.0-D060 | 0
749 | LCS-PM1601B-LV-C01 | LCS-PM1601B | 5C x 2.5-2XWY FRLSH-0.6-1kV-CLM-LOT1 | 1000 | 5C x 2.5 | 2XWY FRLSH | 0.6-1kV | CLM | Area-05 | LOT1 | 5C x 2.5 CU | 351 | 059 | E1121 -LOT1-0.6-1kV-5C x 2.5-2XWY FRLSH-947.0-D059 | 0
752 | LCS-PM1701A-LV-C01 | LCS-PM1701A | 5C x 2.5-2XWY FRLSH-0.6-1kV-CLM-LOT1 | 1000 | 5C x 2.5 | 2XWY FRLSH | 0.6-1kV | CLM | Area-14 | LOT1 | 5C x 2.5 CU | 298 | 059 | E1121 -LOT1-0.6-1kV-5C x 2.5-2XWY FRLSH-947.0-D059 | 0
757 | LCS-PM1703A-LV-C01 | LCS-PM1703A | 5C x 2.5-2XWY FRLSH-0.6-1kV-CLM-LOT1 | 1000 | 5C x 2.5 | 2XWY FRLSH | 0.6-1kV | CLM | Area-14 | LOT1 | 5C x 2.5 CU | 311 | 058 | E1121 -LOT1-0.6-1kV-5C x 2.5-2XWY FRLSH-909.0-D058 | 0
759 | LCS-PM1704A-LV-C01 | LCS-PM1704A | 5C x 2.5-2XWY FRLSH-0.6-1kV-CLM-LOT1 | 1000 | 5C x 2.5 | 2XWY FRLSH | 0.6-1kV | CLM | Area-14 | LOT1 | 5C x 2.5 CU | 287 | 058 | E1121 -LOT1-0.6-1kV-5C x 2.5-2XWY FRLSH-909.0-D058 | 0
761 | LCS-PM1705A-LV-C01 | LCS-PM1705A | 5C x 2.5-2XWY FRLSH-0.6-1kV-CLM-LOT1 | 1000 | 5C x 2.5 | 2XWY FRLSH | 0.6-1kV | CLM | Area-14 | LOT1 | 5C x 2.5 CU | 309 | 057 | E1121 -LOT1-0.6-1kV-5C x 2.5-2XWY FRLSH-905.0-D057 | 0
764 | LCS-PM1901A-LV-C01 | LCS-PM1901A | 5C x 2.5-2XWY FRLSH-0.6-1kV-CLM-LOT1 | 1000 | 5C x 2.5 | 2XWY FRLSH | 0.6-1kV | CLM | Area-14 | LOT1 | 5C x 2.5 CU | 302 | 056 | E1121 -LOT1-0.6-1kV-5C x 2.5-2XWY FRLSH-852.0-D056 | 0
766 | LCS-PM1902B-LV-C01 | LCS-PM1902B | 5C x 2.5-2XWY FRLSH-0.6-1kV-CLM-LOT1 | 1000 | 5C x 2.5 | 2XWY FRLSH | 0.6-1kV | CLM | Area-14 | LOT1 | 5C x 2.5 CU | 297 | 055 | E1121 -LOT1-0.6-1kV-5C x 2.5-2XWY FRLSH-896.0-D055 | 0
771 | LCS-PM2103B-LV-C01 | LCS-PM2103B | 5C x 2.5-2XWY FRLSH-0.6-1kV-CLM-LOT1 | 1000 | 5C x 2.5 | 2XWY FRLSH | 0.6-1kV | CLM | Area-10 | LOT1 | 5C x 2.5 CU | 376 | 054 | E1121 -LOT1-0.6-1kV-5C x 2.5-2XWY FRLSH-956.0-D054 | 0
773 | LCS-PM2351B-LV-C01 | LCS-PM2351B | 5C x 2.5-2XWY FRLSH-0.6-1kV-CLM-LOT1 | 1000 | 5C x 2.5 | 2XWY FRLSH | 0.6-1kV | CLM | Area-11 | LOT1 | 5C x 2.5 CU | 344 | 051 | E1121 -LOT1-0.6-1kV-5C x 2.5-2XWY FRLSH-954.0-D051 | 0
775 | LCS-PM2404B-LV-C01 | LCS-PM2404B | 5C x 2.5-2XWY FRLSH-0.6-1kV-CLM-LOT1 | 1000 | 5C x 2.5 | 2XWY FRLSH | 0.6-1kV | CLM | Area-05 | LOT1 | 5C x 2.5 CU | 271 | 045 | E1121 -LOT1-0.6-1kV-5C x 2.5-2XWY FRLSH-976.0-D045 | 0
777 | LCS-PM2405A-LV-C01 | LCS-PM2405A | 5C x 2.5-2XWY FRLSH-0.6-1kV-CLM-LOT1 | 1000 | 5C x 2.5 | 2XWY FRLSH | 0.6-1kV | CLM | Area-05 | LOT1 | 5C x 2.5 CU | 262 | 044 | E1121 -LOT1-0.6-1kV-5C x 2.5-2XWY FRLSH-982.0-D044 | 0
779 | LCS-PM2502B-LV-C01 | LCS-PM2502B | 5C x 2.5-2XWY FRLSH-0.6-1kV-CLM-LOT1 | 1000 | 5C x 2.5 | 2XWY FRLSH | 0.6-1kV | CLM | Area-05 | LOT1 | 5C x 2.5 CU | 345 | 047 | E1121 -LOT1-0.6-1kV-5C x 2.5-2XWY FRLSH-989.0-D047 | 0
781 | LCS-PM30012-LV-C01 | LCS-PM30012 | 5C x 2.5-2XWY FRLSH-0.6-1kV-CLM-LOT1 | 1000 | 5C x 2.5 | 2XWY FRLSH | 0.6-1kV | CLM | Area-04 | LOT1 | 5C x 2.5 CU | 365 | 045 | E1121 -LOT1-0.6-1kV-5C x 2.5-2XWY FRLSH-976.0-D045 | 0
783 | LCS-PM30023-LV-C01 | LCS-PM30023 | 5C x 2.5-2XWY FRLSH-0.6-1kV-CLM-LOT1 | 1000 | 5C x 2.5 | 2XWY FRLSH | 0.6-1kV | CLM | Area-09 | LOT1 | 5C x 2.5 CU | 367 | 044 | E1121 -LOT1-0.6-1kV-5C x 2.5-2XWY FRLSH-982.0-D044 | 0
786 | LCS-PM30032-LV-C01 | LCS-PM30032 | 5C x 2.5-2XWY FRLSH-0.6-1kV-CLM-LOT1 | 1000 | 5C x 2.5 | 2XWY FRLSH | 0.6-1kV | CLM | Area-15 | LOT1 | 5C x 2.5 CU | 399 | 043 | E1121 -LOT1-0.6-1kV-5C x 2.5-2XWY FRLSH-990.0-D043 | 0
788 | LCS-PM30042-LV-C01 | LCS-PM30042 | 5C x 2.5-2XWY FRLSH-0.6-1kV-CLM-LOT1 | 1000 | 5C x 2.5 | 2XWY FRLSH | 0.6-1kV | CLM | Area-15 | LOT1 | 5C x 2.5 CU | 416 | 042 | E1121 -LOT1-0.6-1kV-5C x 2.5-2XWY FRLSH-824.0-D042 | 0
790 | LCS-PM3005B-LV-C01 | LCS-PM3005B | 5C x 2.5-2XWY FRLSH-0.6-1kV-CLM-LOT1 | 1000 | 5C x 2.5 | 2XWY FRLSH | 0.6-1kV | CLM | Area-18 | LOT1 | 5C x 2.5 CU | 374 | 041 | E1121 -LOT1-0.6-1kV-5C x 2.5-2XWY FRLSH-953.0-D041 | 0
792 | LCS-PM3008B-LV-C01 | LCS-PM3008B | 5C x 2.5-2XWY FRLSH-0.6-1kV-CLM-LOT1 | 1000 | 5C x 2.5 | 2XWY FRLSH | 0.6-1kV | CLM | Area-17 | LOT1 | 5C x 2.5 CU | 329 | 038 | E1121 -LOT1-0.6-1kV-5C x 2.5-2XWY FRLSH-985.0-D038 | 0
794 | LCS-PM3009B-LV-C01 | LCS-PM3009B | 5C x 2.5-2XWY FRLSH-0.6-1kV-CLM-LOT1 | 1000 | 5C x 2.5 | 2XWY FRLSH | 0.6-1kV | CLM | Area-17 | LOT1 | 5C x 2.5 CU | 328 | 038 | E1121 -LOT1-0.6-1kV-5C x 2.5-2XWY FRLSH-985.0-D038 | 0
796 | LCS-PM3010B-LV-C01 | LCS-PM3010B | 5C x 2.5-2XWY FRLSH-0.6-1kV-CLM-LOT1 | 1000 | 5C x 2.5 | 2XWY FRLSH | 0.6-1kV | CLM | Area-17 | LOT1 | 5C x 2.5 CU | 328 | 037 | E1121 -LOT1-0.6-1kV-5C x 2.5-2XWY FRLSH-972.0-D037 | 0
800 | LCS-PM35032-LV-C01 | LCS-PM35032 | 5C x 2.5-2XWY FRLSH-0.6-1kV-CLM-LOT1 | 1000 | 5C x 2.5 | 2XWY FRLSH | 0.6-1kV | CLM | Area-15 | LOT1 | 5C x 2.5 CU | 316 | 035 | E1121 -LOT1-0.6-1kV-5C x 2.5-2XWY FRLSH-967.0-D035 | 0
802 | LCS-PM35042-LV-C01 | LCS-PM35042 | 5C x 2.5-2XWY FRLSH-0.6-1kV-CLM-LOT1 | 1000 | 5C x 2.5 | 2XWY FRLSH | 0.6-1kV | CLM | Area-15 | LOT1 | 5C x 2.5 CU | 335 | 034 | E1121 -LOT1-0.6-1kV-5C x 2.5-2XWY FRLSH-975.0-D034 | 0
807 | LCS-PM5054-LV-C01 | LCS-PM5054 | 5C x 2.5-2XWY FRLSH-0.6-1kV-CLM-LOT1 | 1000 | 5C x 2.5 | 2XWY FRLSH | 0.6-1kV | CLM | Area-17 | LOT1 | 5C x 2.5 CU | 350 | 034 | E1121 -LOT1-0.6-1kV-5C x 2.5-2XWY FRLSH-975.0-D034 | 0
809 | LCS-PM5058-LV-C01 | LCS-PM5058 | 5C x 2.5-2XWY FRLSH-0.6-1kV-CLM-LOT1 | 1000 | 5C x 2.5 | 2XWY FRLSH | 0.6-1kV | CLM | Area-17 | LOT1 | 5C x 2.5 CU | 350 | 033 | E1121 -LOT1-0.6-1kV-5C x 2.5-2XWY FRLSH-855.0-D033 | 0
813 | LCS-PM1835A-LV-C01 | LCS-PM1835A | 5C x 2.5-2XWY FRLSH-0.6-1kV-CLM-LOT1 | 1000 | 5C x 2.5 | 2XWY FRLSH | 0.6-1kV | CLM | Area-14 | LOT1 | 5C x 2.5 CU | 277 | 056 | E1121 -LOT1-0.6-1kV-5C x 2.5-2XWY FRLSH-852.0-D056 | 0
835 | LCS-PMA1401A-LV-C01 | LCS-PMA1401A | 5C x 2.5-2XWY FRLSH-0.6-1kV-CLM-LOT1 | 1000 | 5C x 2.5 | 2XWY FRLSH | 0.6-1kV | CLM | Area-07 | LOT1 | 5C x 2.5 CU | 207 | 032 | E1121 -LOT1-0.6-1kV-5C x 2.5-2XWY FRLSH-919.0-D032 | 0
837 | LCS-PMB1401B-LV-C01 | LCS-PMB1401B | 5C x 2.5-2XWY FRLSH-0.6-1kV-CLM-LOT1 | 1000 | 5C x 2.5 | 2XWY FRLSH | 0.6-1kV | CLM | Area-13 | LOT1 | 5C x 2.5 CU | 279 | 021 | E1121 -LOT1-0.6-1kV-5C x 2.5-2XWY FRLSH-972.0-D021 | 0
845 | LCS-PMA1403A-LV-C01 | LCS-PMA1403A | 5C x 2.5-2XWY FRLSH-0.6-1kV-CLM-LOT1 | 1000 | 5C x 2.5 | 2XWY FRLSH | 0.6-1kV | CLM | Area-07 | LOT1 | 5C x 2.5 CU | 219 | 031 | E1121 -LOT1-0.6-1kV-5C x 2.5-2XWY FRLSH-947.0-D031 | 0
847 | LCS-PMB1403A-LV-C01 | LCS-PMB1403A | 5C x 2.5-2XWY FRLSH-0.6-1kV-CLM-LOT1 | 1000 | 5C x 2.5 | 2XWY FRLSH | 0.6-1kV | CLM | Area-13 | LOT1 | 5C x 2.5 CU | 291 | 020 | E1121 -LOT1-0.6-1kV-5C x 2.5-2XWY FRLSH-944.0-D020 | 0
853 | LCS-PM1711B-LV-C01 | LCS-PM1711B | 5C x 2.5-2XWY FRLSH-0.6-1kV-CLM-LOT1 | 1000 | 5C x 2.5 | 2XWY FRLSH | 0.6-1kV | CLM | Area-14 | LOT1 | 5C x 2.5 CU | 254 | 040 | E1121 -LOT1-0.6-1kV-5C x 2.5-2XWY FRLSH-998.0-D040 | 0
855 | LCS-PMA1821A-LV-C01 | LCS-PMA1821A | 5C x 2.5-2XWY FRLSH-0.6-1kV-CLM-LOT1 | 1000 | 5C x 2.5 | 2XWY FRLSH | 0.6-1kV | CLM | Area-08 | LOT1 | 5C x 2.5 CU | 188 | 029 | E1121 -LOT1-0.6-1kV-5C x 2.5-2XWY FRLSH-964.0-D029 | 0
857 | LCS-PMB1821B-LV-C01 | LCS-PMB1821B | 5C x 2.5-2XWY FRLSH-0.6-1kV-CLM-LOT1 | 1000 | 5C x 2.5 | 2XWY FRLSH | 0.6-1kV | CLM | Area-14 | LOT1 | 5C x 2.5 CU | 255 | 017 | E1121 -LOT1-0.6-1kV-5C x 2.5-2XWY FRLSH-956.0-D017 | 0
859 | LCS-PMA1823B-LV-C01 | LCS-PMA1823B | 5C x 2.5-2XWY FRLSH-0.6-1kV-CLM-LOT1 | 1000 | 5C x 2.5 | 2XWY FRLSH | 0.6-1kV | CLM | Area-08 | LOT1 | 5C x 2.5 CU | 188 | 028 | E1121 -LOT1-0.6-1kV-5C x 2.5-2XWY FRLSH-921.0-D028 | 0
861 | LCS-PMB1823B-LV-C01 | LCS-PMB1823B | 5C x 2.5-2XWY FRLSH-0.6-1kV-CLM-LOT1 | 1000 | 5C x 2.5 | 2XWY FRLSH | 0.6-1kV | CLM | Area-14 | LOT1 | 5C x 2.5 CU | 249 | 016 | E1121 -LOT1-0.6-1kV-5C x 2.5-2XWY FRLSH-970.0-D016 | 0
863 | LCS-PMA1831A-LV-C01 | LCS-PMA1831A | 5C x 2.5-2XWY FRLSH-0.6-1kV-CLM-LOT1 | 1000 | 5C x 2.5 | 2XWY FRLSH | 0.6-1kV | CLM | Area-08 | LOT1 | 5C x 2.5 CU | 176 | 028 | E1121 -LOT1-0.6-1kV-5C x 2.5-2XWY FRLSH-921.0-D028 | 0
865 | LCS-PMB1831B-LV-C01 | LCS-PMB1831B | 5C x 2.5-2XWY FRLSH-0.6-1kV-CLM-LOT1 | 1000 | 5C x 2.5 | 2XWY FRLSH | 0.6-1kV | CLM | Area-14 | LOT1 | 5C x 2.5 CU | 241 | 013 | E1121 -LOT1-0.6-1kV-5C x 2.5-2XWY FRLSH-991.0-D013 | 0
867 | LCS-PMA1841A-LV-C01 | LCS-PMA1841A | 5C x 2.5-2XWY FRLSH-0.6-1kV-CLM-LOT1 | 1000 | 5C x 2.5 | 2XWY FRLSH | 0.6-1kV | CLM | Area-08 | LOT1 | 5C x 2.5 CU | 175 | 027 | E1121 -LOT1-0.6-1kV-5C x 2.5-2XWY FRLSH-950.0-D027 | 0
869 | LCS-PMB1841A-LV-C01 | LCS-PMB1841A | 5C x 2.5-2XWY FRLSH-0.6-1kV-CLM-LOT1 | 1000 | 5C x 2.5 | 2XWY FRLSH | 0.6-1kV | CLM | Area-14 | LOT1 | 5C x 2.5 CU | 236 | 011 | E1121 -LOT1-0.6-1kV-5C x 2.5-2XWY FRLSH-999.0-D011 | 0
871 | LCS-PMA1843A-LV-C01 | LCS-PMA1843A | 5C x 2.5-2XWY FRLSH-0.6-1kV-CLM-LOT1 | 1000 | 5C x 2.5 | 2XWY FRLSH | 0.6-1kV | CLM | Area-08 | LOT1 | 5C x 2.5 CU | 169 | 022 | E1121 -LOT1-0.6-1kV-5C x 2.5-2XWY FRLSH-958.0-D022 | 0
873 | LCS-PMB1843B-LV-C01 | LCS-PMB1843B | 5C x 2.5-2XWY FRLSH-0.6-1kV-CLM-LOT1 | 1000 | 5C x 2.5 | 2XWY FRLSH | 0.6-1kV | CLM | Area-14 | LOT1 | 5C x 2.5 CU | 235 | 009 | E1121 -LOT1-0.6-1kV-5C x 2.5-2XWY FRLSH-994.0-D009 | 0
875 | LCS-PM1903A-LV-C01 | LCS-PM1903A | 5C x 2.5-2XWY FRLSH-0.6-1kV-CLM-LOT1 | 1000 | 5C x 2.5 | 2XWY FRLSH | 0.6-1kV | CLM | Area-14 | LOT1 | 5C x 2.5 CU | 264 | 052 | E1121 -LOT1-0.6-1kV-5C x 2.5-2XWY FRLSH-960.0-D052 | 0
888 | LCS-PM2251A-LV-C01 | LCS-PM2251A | 5C x 2.5-2XWY FRLSH-0.6-1kV-CLM-LOT1 | 1000 | 5C x 2.5 | 2XWY FRLSH | 0.6-1kV | CLM | Area-11 | LOT1 | 5C x 2.5 CU | 401 | 053 | E1121 -LOT1-0.6-1kV-5C x 2.5-2XWY FRLSH-997.0-D053 | 0
890 | LCS-PMA2301A-LV-C01 | LCS-PMA2301A | 5C x 2.5-2XWY FRLSH-0.6-1kV-CLM-LOT1 | 1000 | 5C x 2.5 | 2XWY FRLSH | 0.6-1kV | CLM | Area-11 | LOT1 | 5C x 2.5 CU | 379 | 026 | E1121 -LOT1-0.6-1kV-5C x 2.5-2XWY FRLSH-999.0-D026 | 0
892 | LCS-PMB2301A-LV-C01 | LCS-PMB2301A | 5C x 2.5-2XWY FRLSH-0.6-1kV-CLM-LOT1 | 1000 | 5C x 2.5 | 2XWY FRLSH | 0.6-1kV | CLM | Area-11 | LOT1 | 5C x 2.5 CU | 410 | 012 | E1121 -LOT1-0.6-1kV-5C x 2.5-2XWY FRLSH-937.0-D012 | 0
895 | LCS-PM2401A-LV-C01 | LCS-PM2401A | 5C x 2.5-2XWY FRLSH-0.6-1kV-CLM-LOT1 | 1000 | 5C x 2.5 | 2XWY FRLSH | 0.6-1kV | CLM | Area-05 | LOT1 | 5C x 2.5 CU | 328 | 051 | E1121 -LOT1-0.6-1kV-5C x 2.5-2XWY FRLSH-954.0-D051 | 0
897 | LCS-PM2402B-LV-C01 | LCS-PM2402B | 5C x 2.5-2XWY FRLSH-0.6-1kV-CLM-LOT1 | 1000 | 5C x 2.5 | 2XWY FRLSH | 0.6-1kV | CLM | Area-05 | LOT1 | 5C x 2.5 CU | 324 | 050 | E1121 -LOT1-0.6-1kV-5C x 2.5-2XWY FRLSH-950.0-D050 | 0
899 | LCS-PM2403A-LV-C01 | LCS-PM2403A | 5C x 2.5-2XWY FRLSH-0.6-1kV-CLM-LOT1 | 1000 | 5C x 2.5 | 2XWY FRLSH | 0.6-1kV | CLM | Area-05 | LOT1 | 5C x 2.5 CU | 320 | 049 | E1121 -LOT1-0.6-1kV-5C x 2.5-2XWY FRLSH-954.0-D049 | 0
901 | LCS-PM2406A-LV-C01 | LCS-PM2406A | 5C x 2.5-2XWY FRLSH-0.6-1kV-CLM-LOT1 | 1000 | 5C x 2.5 | 2XWY FRLSH | 0.6-1kV | CLM | Area-05 | LOT1 | 5C x 2.5 CU | 308 | 048 | E1121 -LOT1-0.6-1kV-5C x 2.5-2XWY FRLSH-998.0-D048 | 0
903 | LCS-PM2451B-LV-C01 | LCS-PM2451B | 5C x 2.5-2XWY FRLSH-0.6-1kV-CLM-LOT1 | 1000 | 5C x 2.5 | 2XWY FRLSH | 0.6-1kV | CLM | Area-11 | LOT1 | 5C x 2.5 CU | 345 | 048 | E1121 -LOT1-0.6-1kV-5C x 2.5-2XWY FRLSH-998.0-D048 | 0
905 | LCS-PM2551B-LV-C01 | LCS-PM2551B | 5C x 2.5-2XWY FRLSH-0.6-1kV-CLM-LOT1 | 1000 | 5C x 2.5 | 2XWY FRLSH | 0.6-1kV | CLM | Area-11 | LOT1 | 5C x 2.5 CU | 390 | 046 | E1121 -LOT1-0.6-1kV-5C x 2.5-2XWY FRLSH-971.0-D046 | 0
907 | LCS-PMA2602A-LV-C01 | LCS-PMA2602A | 5C x 2.5-2XWY FRLSH-0.6-1kV-CLM-LOT1 | 1000 | 5C x 2.5 | 2XWY FRLSH | 0.6-1kV | CLM | Area-11 | LOT1 | 5C x 2.5 CU | 395 | 024 | E1121 -LOT1-0.6-1kV-5C x 2.5-2XWY FRLSH-942.0-D024 | 0
909 | LCS-PMB2602B-LV-C01 | LCS-PMB2602B | 5C x 2.5-2XWY FRLSH-0.6-1kV-CLM-LOT1 | 1000 | 5C x 2.5 | 2XWY FRLSH | 0.6-1kV | CLM | Area-11 | LOT1 | 5C x 2.5 CU | 383 | 009 | E1121 -LOT1-0.6-1kV-5C x 2.5-2XWY FRLSH-994.0-D009 | 0
911 | LCS-PM3006A-LV-C01 | LCS-PM3006A | 5C x 2.5-2XWY FRLSH-0.6-1kV-CLM-LOT1 | 1000 | 5C x 2.5 | 2XWY FRLSH | 0.6-1kV | CLM | Area-17 | LOT1 | 5C x 2.5 CU | 381 | 040 | E1121 -LOT1-0.6-1kV-5C x 2.5-2XWY FRLSH-998.0-D040 | 0
913 | LCS-PM3007B-LV-C01 | LCS-PM3007B | 5C x 2.5-2XWY FRLSH-0.6-1kV-CLM-LOT1 | 1000 | 5C x 2.5 | 2XWY FRLSH | 0.6-1kV | CLM | Area-17 | LOT1 | 5C x 2.5 CU | 343 | 039 | E1121 -LOT1-0.6-1kV-5C x 2.5-2XWY FRLSH-997.0-D039 | 0
915 | LCS-PM3018A-LV-C01 | LCS-PM3018A | 5C x 2.5-2XWY FRLSH-0.6-1kV-CLM-LOT1 | 1000 | 5C x 2.5 | 2XWY FRLSH | 0.6-1kV | CLM | Area-17 | LOT1 | 5C x 2.5 CU | 368 | 036 | E1121 -LOT1-0.6-1kV-5C x 2.5-2XWY FRLSH-980.0-D036 | 0
941 | LCS-PMA1401B-LV-C01 | LCS-PMA1401B | 5C x 2.5-2XWY FRLSH-0.6-1kV-CLM-LOT1 | 1000 | 5C x 2.5 | 2XWY FRLSH | 0.6-1kV | CLM | Area-07 | LOT1 | 5C x 2.5 CU | 189 | 031 | E1121 -LOT1-0.6-1kV-5C x 2.5-2XWY FRLSH-947.0-D031 | 0
943 | LCS-PMB1401A-LV-C01 | LCS-PMB1401A | 5C x 2.5-2XWY FRLSH-0.6-1kV-CLM-LOT1 | 1000 | 5C x 2.5 | 2XWY FRLSH | 0.6-1kV | CLM | Area-13 | LOT1 | 5C x 2.5 CU | 262 | 021 | E1121 -LOT1-0.6-1kV-5C x 2.5-2XWY FRLSH-972.0-D021 | 0
951 | LCS-PMA1403B-LV-C01 | LCS-PMA1403B | 5C x 2.5-2XWY FRLSH-0.6-1kV-CLM-LOT1 | 1000 | 5C x 2.5 | 2XWY FRLSH | 0.6-1kV | CLM | Area-07 | LOT1 | 5C x 2.5 CU | 202 | 030 | E1121 -LOT1-0.6-1kV-5C x 2.5-2XWY FRLSH-982.0-D030 | 0
953 | LCS-PMB1403B-LV-C01 | LCS-PMB1403B | 5C x 2.5-2XWY FRLSH-0.6-1kV-CLM-LOT1 | 1000 | 5C x 2.5 | 2XWY FRLSH | 0.6-1kV | CLM | Area-13 | LOT1 | 5C x 2.5 CU | 274 | 020 | E1121 -LOT1-0.6-1kV-5C x 2.5-2XWY FRLSH-944.0-D020 | 0
960 | LCS-PM1711A-LV-C01 | LCS-PM1711A | 5C x 2.5-2XWY FRLSH-0.6-1kV-CLM-LOT1 | 1000 | 5C x 2.5 | 2XWY FRLSH | 0.6-1kV | CLM | Area-14 | LOT1 | 5C x 2.5 CU | 273 | 056 | E1121 -LOT1-0.6-1kV-5C x 2.5-2XWY FRLSH-852.0-D056 | 0
962 | LCS-PMA1821B-LV-C01 | LCS-PMA1821B | 5C x 2.5-2XWY FRLSH-0.6-1kV-CLM-LOT1 | 1000 | 5C x 2.5 | 2XWY FRLSH | 0.6-1kV | CLM | Area-08 | LOT1 | 5C x 2.5 CU | 207 | 029 | E1121 -LOT1-0.6-1kV-5C x 2.5-2XWY FRLSH-964.0-D029 | 0
964 | LCS-PMB1821A-LV-C01 | LCS-PMB1821A | 5C x 2.5-2XWY FRLSH-0.6-1kV-CLM-LOT1 | 1000 | 5C x 2.5 | 2XWY FRLSH | 0.6-1kV | CLM | Area-14 | LOT1 | 5C x 2.5 CU | 274 | 018 | E1121 -LOT1-0.6-1kV-5C x 2.5-2XWY FRLSH-999.0-D018 | 0
966 | LCS-PMA1823A-LV-C01 | LCS-PMA1823A | 5C x 2.5-2XWY FRLSH-0.6-1kV-CLM-LOT1 | 1000 | 5C x 2.5 | 2XWY FRLSH | 0.6-1kV | CLM | Area-08 | LOT1 | 5C x 2.5 CU | 207 | 029 | E1121 -LOT1-0.6-1kV-5C x 2.5-2XWY FRLSH-964.0-D029 | 0
968 | LCS-PMB1823A-LV-C01 | LCS-PMB1823A | 5C x 2.5-2XWY FRLSH-0.6-1kV-CLM-LOT1 | 1000 | 5C x 2.5 | 2XWY FRLSH | 0.6-1kV | CLM | Area-14 | LOT1 | 5C x 2.5 CU | 267 | 016 | E1121 -LOT1-0.6-1kV-5C x 2.5-2XWY FRLSH-970.0-D016 | 0
970 | LCS-PMA1831B-LV-C01 | LCS-PMA1831B | 5C x 2.5-2XWY FRLSH-0.6-1kV-CLM-LOT1 | 1000 | 5C x 2.5 | 2XWY FRLSH | 0.6-1kV | CLM | Area-08 | LOT1 | 5C x 2.5 CU | 195 | 028 | E1121 -LOT1-0.6-1kV-5C x 2.5-2XWY FRLSH-921.0-D028 | 0
972 | LCS-PMB1831A-LV-C01 | LCS-PMB1831A | 5C x 2.5-2XWY FRLSH-0.6-1kV-CLM-LOT1 | 1000 | 5C x 2.5 | 2XWY FRLSH | 0.6-1kV | CLM | Area-14 | LOT1 | 5C x 2.5 CU | 259 | 015 | E1121 -LOT1-0.6-1kV-5C x 2.5-2XWY FRLSH-971.0-D015 | 0
974 | LCS-PMA1841B-LV-C01 | LCS-PMA1841B | 5C x 2.5-2XWY FRLSH-0.6-1kV-CLM-LOT1 | 1000 | 5C x 2.5 | 2XWY FRLSH | 0.6-1kV | CLM | Area-08 | LOT1 | 5C x 2.5 CU | 194 | 026 | E1121 -LOT1-0.6-1kV-5C x 2.5-2XWY FRLSH-999.0-D026 | 0
976 | LCS-PMB1841B-LV-C01 | LCS-PMB1841B | 5C x 2.5-2XWY FRLSH-0.6-1kV-CLM-LOT1 | 1000 | 5C x 2.5 | 2XWY FRLSH | 0.6-1kV | CLM | Area-14 | LOT1 | 5C x 2.5 CU | 254 | 013 | E1121 -LOT1-0.6-1kV-5C x 2.5-2XWY FRLSH-991.0-D013 | 0
978 | LCS-PMA1843B-LV-C01 | LCS-PMA1843B | 5C x 2.5-2XWY FRLSH-0.6-1kV-CLM-LOT1 | 1000 | 5C x 2.5 | 2XWY FRLSH | 0.6-1kV | CLM | Area-08 | LOT1 | 5C x 2.5 CU | 187 | 021 | E1121 -LOT1-0.6-1kV-5C x 2.5-2XWY FRLSH-972.0-D021 | 0
980 | LCS-PMB1843A-LV-C01 | LCS-PMB1843A | 5C x 2.5-2XWY FRLSH-0.6-1kV-CLM-LOT1 | 1000 | 5C x 2.5 | 2XWY FRLSH | 0.6-1kV | CLM | Area-14 | LOT1 | 5C x 2.5 CU | 253 | 012 | E1121 -LOT1-0.6-1kV-5C x 2.5-2XWY FRLSH-937.0-D012 | 0
982 | LCS-PM1903B-LV-C01 | LCS-PM1903B | 5C x 2.5-2XWY FRLSH-0.6-1kV-CLM-LOT1 | 1000 | 5C x 2.5 | 2XWY FRLSH | 0.6-1kV | CLM | Area-14 | LOT1 | 5C x 2.5 CU | 282 | 051 | E1121 -LOT1-0.6-1kV-5C x 2.5-2XWY FRLSH-954.0-D051 | 0
996 | LCS-PM2251B-LV-C01 | LCS-PM2251B | 5C x 2.5-2XWY FRLSH-0.6-1kV-CLM-LOT1 | 1000 | 5C x 2.5 | 2XWY FRLSH | 0.6-1kV | CLM | Area-11 | LOT1 | 5C x 2.5 CU | 383 | 053 | E1121 -LOT1-0.6-1kV-5C x 2.5-2XWY FRLSH-997.0-D053 | 0
998 | LCS-PMA2301B-LV-C01 | LCS-PMA2301B | 5C x 2.5-2XWY FRLSH-0.6-1kV-CLM-LOT1 | 1000 | 5C x 2.5 | 2XWY FRLSH | 0.6-1kV | CLM | Area-11 | LOT1 | 5C x 2.5 CU | 361 | 026 | E1121 -LOT1-0.6-1kV-5C x 2.5-2XWY FRLSH-999.0-D026 | 0
1000 | LCS-PMB2301B-LV-C01 | LCS-PMB2301B | 5C x 2.5-2XWY FRLSH-0.6-1kV-CLM-LOT1 | 1000 | 5C x 2.5 | 2XWY FRLSH | 0.6-1kV | CLM | Area-11 | LOT1 | 5C x 2.5 CU | 392 | 011 | E1121 -LOT1-0.6-1kV-5C x 2.5-2XWY FRLSH-999.0-D011 | 0
1003 | LCS-PM2401B-LV-C01 | LCS-PM2401B | 5C x 2.5-2XWY FRLSH-0.6-1kV-CLM-LOT1 | 1000 | 5C x 2.5 | 2XWY FRLSH | 0.6-1kV | CLM | Area-05 | LOT1 | 5C x 2.5 CU | 315 | 050 | E1121 -LOT1-0.6-1kV-5C x 2.5-2XWY FRLSH-950.0-D050 | 0
1006 | LCS-PM2402A-LV-C01 | LCS-PM2402A | 5C x 2.5-2XWY FRLSH-0.6-1kV-CLM-LOT1 | 1000 | 5C x 2.5 | 2XWY FRLSH | 0.6-1kV | CLM | Area-05 | LOT1 | 5C x 2.5 CU | 311 | 050 | E1121 -LOT1-0.6-1kV-5C x 2.5-2XWY FRLSH-950.0-D050 | 0
1008 | LCS-PM2403B-LV-C01 | LCS-PM2403B | 5C x 2.5-2XWY FRLSH-0.6-1kV-CLM-LOT1 | 1000 | 5C x 2.5 | 2XWY FRLSH | 0.6-1kV | CLM | Area-05 | LOT1 | 5C x 2.5 CU | 307 | 049 | E1121 -LOT1-0.6-1kV-5C x 2.5-2XWY FRLSH-954.0-D049 | 0
1010 | LCS-PM2406B-LV-C01 | LCS-PM2406B | 5C x 2.5-2XWY FRLSH-0.6-1kV-CLM-LOT1 | 1000 | 5C x 2.5 | 2XWY FRLSH | 0.6-1kV | CLM | Area-05 | LOT1 | 5C x 2.5 CU | 290 | 034 | E1121 -LOT1-0.6-1kV-5C x 2.5-2XWY FRLSH-975.0-D034 | 0
1012 | LCS-PM2451A-LV-C01 | LCS-PM2451A | 5C x 2.5-2XWY FRLSH-0.6-1kV-CLM-LOT1 | 1000 | 5C x 2.5 | 2XWY FRLSH | 0.6-1kV | CLM | Area-11 | LOT1 | 5C x 2.5 CU | 327 | 049 | E1121 -LOT1-0.6-1kV-5C x 2.5-2XWY FRLSH-954.0-D049 | 0
1014 | LCS-PM2551A-LV-C01 | LCS-PM2551A | 5C x 2.5-2XWY FRLSH-0.6-1kV-CLM-LOT1 | 1000 | 5C x 2.5 | 2XWY FRLSH | 0.6-1kV | CLM | Area-05 | LOT1 | 5C x 2.5 CU | 373 | 047 | E1121 -LOT1-0.6-1kV-5C x 2.5-2XWY FRLSH-989.0-D047 | 0
1016 | LCS-PMA2602B-LV-C01 | LCS-PMA2602B | 5C x 2.5-2XWY FRLSH-0.6-1kV-CLM-LOT1 | 1000 | 5C x 2.5 | 2XWY FRLSH | 0.6-1kV | CLM | Area-11 | LOT1 | 5C x 2.5 CU | 378 | 024 | E1121 -LOT1-0.6-1kV-5C x 2.5-2XWY FRLSH-942.0-D024 | 0
1018 | LCS-PMB2602A-LV-C01 | LCS-PMB2602A | 5C x 2.5-2XWY FRLSH-0.6-1kV-CLM-LOT1 | 1000 | 5C x 2.5 | 2XWY FRLSH | 0.6-1kV | CLM | Area-11 | LOT1 | 5C x 2.5 CU | 366 | 010 | E1121 -LOT1-0.6-1kV-5C x 2.5-2XWY FRLSH-983.0-D010 | 0
1020 | LCS-PM3006B-LV-C01 | LCS-PM3006B | 5C x 2.5-2XWY FRLSH-0.6-1kV-CLM-LOT1 | 1000 | 5C x 2.5 | 2XWY FRLSH | 0.6-1kV | CLM | Area-17 | LOT1 | 5C x 2.5 CU | 363 | 040 | E1121 -LOT1-0.6-1kV-5C x 2.5-2XWY FRLSH-998.0-D040 | 0
1022 | LCS-PM3007A-LV-C01 | LCS-PM3007A | 5C x 2.5-2XWY FRLSH-0.6-1kV-CLM-LOT1 | 1000 | 5C x 2.5 | 2XWY FRLSH | 0.6-1kV | CLM | Area-17 | LOT1 | 5C x 2.5 CU | 325 | 039 | E1121 -LOT1-0.6-1kV-5C x 2.5-2XWY FRLSH-997.0-D039 | 0
1024 | LCS-PM3018B-LV-C01 | LCS-PM3018B | 5C x 2.5-2XWY FRLSH-0.6-1kV-CLM-LOT1 | 1000 | 5C x 2.5 | 2XWY FRLSH | 0.6-1kV | CLM | Area-17 | LOT1 | 5C x 2.5 CU | 350 | 036 | E1121 -LOT1-0.6-1kV-5C x 2.5-2XWY FRLSH-980.0-D036 | 0

## Sheet10
Serial Drum Number | Type | Cables | Drum Length | Cable and lengths | Drum Number
001 | 3.5C x 120-A2XFY FRLSH-0.6-1kV-CLM-LOT1 | ['WR2121-LV-P01', 'WR1313-LV-P01'] | 480 | [1, ['WR2121-LV-P01', 280.0], ['WR1313-LV-P01', 200.0]] | E1121 -LOT1-0.6-1kV-3.5C x 120-A2XFY FRLSH-480.0-D001
002 | 3.5C x 120-A2XFY FRLSH-0.6-1kV-CLM-LOT1 | ['WR2020-LV-P01', 'WR02B-LV-P01'] | 458 | [2, ['WR2020-LV-P01', 428.0], ['WR02B-LV-P01', 30.0]] | E1121 -LOT1-0.6-1kV-3.5C x 120-A2XFY FRLSH-458.0-D002
003 | 3.5C x 120-A2XFY FRLSH-0.6-1kV-CLM-LOT1 | ['WR1918-LV-P01', 'WR0705-LV-P01'] | 436 | [3, ['WR1918-LV-P01', 280.0], ['WR0705-LV-P01', 156.0]] | E1121 -LOT1-0.6-1kV-3.5C x 120-A2XFY FRLSH-436.0-D003
004 | 3.5C x 120-A2XFY FRLSH-0.6-1kV-CLM-LOT1 | ['WR1817-LV-P01', 'WR0202-LV-P01'] | 474 | [4, ['WR1817-LV-P01', 324.0], ['WR0202-LV-P01', 150.0]] | E1121 -LOT1-0.6-1kV-3.5C x 120-A2XFY FRLSH-474.0-D004
005 | 3.5C x 120-A2XFY FRLSH-0.6-1kV-CLM-LOT1 | ['WR1716-LV-P01', 'PDP03-LV-P01'] | 499 | [5, ['WR1716-LV-P01', 421.0], ['PDP03-LV-P01', 78.0]] | E1121 -LOT1-0.6-1kV-3.5C x 120-A2XFY FRLSH-499.0-D005
006 | 3.5C x 120-A2XFY FRLSH-0.6-1kV-CLM-LOT1 | ['WR1009-LV-P01', 'SLDB01-LV-P01', 'ELDP3-LV-P01'] | 500 | [6, ['WR1009-LV-P01', 280.0], ['SLDB01-LV-P01', 148.0], ['ELDP3-LV-P01', 72.0]] | E1121 -LOT1-0.6-1kV-3.5C x 120-A2XFY FRLSH-500.0-D006
007 | 3.5C x 120-A2XFY FRLSH-0.6-1kV-CLM-LOT1 | ['STP1-LV-P01'] | 430 | [7, ['STP1-LV-P01', 430.0]] | E1121 -LOT1-0.6-1kV-3.5C x 120-A2XFY FRLSH-430.0-D007
008 | 3.5C x 120-A2XFY FRLSH-0.6-1kV-CLM-LOT1 | ['SLDB02-LV-P01', 'PDP02-LV-P01'] | 456 | [8, ['SLDB02-LV-P01', 378.0], ['PDP02-LV-P01', 78.0]] | E1121 -LOT1-0.6-1kV-3.5C x 120-A2XFY FRLSH-456.0-D008
009 | 3.5C x 120-A2XFY FRLSH-0.6-1kV-CLM-LOT1 | ['PPML-LV-P01', 'PDP20-LV-P01', 'PDP19-LV-P01', 'LDP02B-LV-P01'] | 478 | [9, ['PPML-LV-P01', 134.0], ['PDP20-LV-P01', 133.0], ['PDP19-LV-P01', 133.0], ['LDP02B-LV-P01', 78.0]] | E1121 -LOT1-0.6-1kV-3.5C x 120-A2XFY FRLSH-478.0-D009
010 | 3.5C x 120-A2XFY FRLSH-0.6-1kV-CLM-LOT1 | ['PDP18-LV-P01', 'LDP02A-LV-P01'] | 448 | [10, ['PDP18-LV-P01', 370.0], ['LDP02A-LV-P01', 78.0]] | E1121 -LOT1-0.6-1kV-3.5C x 120-A2XFY FRLSH-448.0-D010
011 | 3.5C x 120-A2XFY FRLSH-0.6-1kV-CLM-LOT1 | ['PDP17-LV-P01', 'PDP05-LV-P01'] | 500 | [11, ['PDP17-LV-P01', 363.0], ['PDP05-LV-P01', 137.0]] | E1121 -LOT1-0.6-1kV-3.5C x 120-A2XFY FRLSH-500.0-D011
012 | 3.5C x 120-A2XFY FRLSH-0.6-1kV-CLM-LOT1 | ['PDP16-LV-P01', 'PDP15-LV-P01'] | 497 | [12, ['PDP16-LV-P01', 348.0], ['PDP15-LV-P01', 149.0]] | E1121 -LOT1-0.6-1kV-3.5C x 120-A2XFY FRLSH-497.0-D012
013 | 3.5C x 120-A2XFY FRLSH-0.6-1kV-CLM-LOT1 | ['PDP14-LV-P01', 'PDP12-LV-P01', 'ELDP2-LV-P01'] | 497 | [13, ['PDP14-LV-P01', 208.0], ['PDP12-LV-P01', 180.0], ['ELDP2-LV-P01', 109.0]] | E1121 -LOT1-0.6-1kV-3.5C x 120-A2XFY FRLSH-497.0-D013
014 | 3.5C x 120-A2XFY FRLSH-0.6-1kV-CLM-LOT1 | ['PDP13-LV-P01', 'PDP06-LV-P01'] | 499 | [14, ['PDP13-LV-P01', 343.0], ['PDP06-LV-P01', 156.0]] | E1121 -LOT1-0.6-1kV-3.5C x 120-A2XFY FRLSH-499.0-D014
015 | 3.5C x 120-A2XFY FRLSH-0.6-1kV-CLM-LOT1 | ['PDP11-LV-P01', 'PDP01-LV-P01'] | 433 | [15, ['PDP11-LV-P01', 293.0], ['PDP01-LV-P01', 140.0]] | E1121 -LOT1-0.6-1kV-3.5C x 120-A2XFY FRLSH-433.0-D015
016 | 3.5C x 120-A2XFY FRLSH-0.6-1kV-CLM-LOT1 | ['PDP10-LV-P01', 'LDP04-LV-P01'] | 500 | [16, ['PDP10-LV-P01', 353.0], ['LDP04-LV-P01', 147.0]] | E1121 -LOT1-0.6-1kV-3.5C x 120-A2XFY FRLSH-500.0-D016
017 | 3.5C x 120-A2XFY FRLSH-0.6-1kV-CLM-LOT1 | ['PDP09-LV-P01', 'PDP08-LV-P01'] | 482 | [17, ['PDP09-LV-P01', 223.0], ['PDP08-LV-P01', 259.0]] | E1121 -LOT1-0.6-1kV-3.5C x 120-A2XFY FRLSH-482.0-D017
018 | 3.5C x 120-A2XFY FRLSH-0.6-1kV-CLM-LOT1 | ['PDP07-LV-P01', 'PDP04-LV-P01'] | 432 | [18, ['PDP07-LV-P01', 211.0], ['PDP04-LV-P01', 221.0]] | E1121 -LOT1-0.6-1kV-3.5C x 120-A2XFY FRLSH-432.0-D018
019 | 3.5C x 120-A2XFY FRLSH-0.6-1kV-CLM-LOT1 | ['LDP12-LV-P01', 'LDP03-LV-P01'] | 443 | [19, ['LDP12-LV-P01', 297.0], ['LDP03-LV-P01', 146.0]] | E1121 -LOT1-0.6-1kV-3.5C x 120-A2XFY FRLSH-443.0-D019
020 | 3.5C x 120-A2XFY FRLSH-0.6-1kV-CLM-LOT1 | ['LDP10-LV-P01', 'LDP07-LV-P01'] | 495 | [20, ['LDP10-LV-P01', 281.0], ['LDP07-LV-P01', 214.0]] | E1121 -LOT1-0.6-1kV-3.5C x 120-A2XFY FRLSH-495.0-D020
021 | 3.5C x 120-A2XFY FRLSH-0.6-1kV-CLM-LOT1 | ['LDP05-LV-P01', 'LDP01-LV-P01', 'ESPDP001-LV-P01'] | 493 | [21, ['LDP05-LV-P01', 220.0], ['LDP01-LV-P01', 140.0], ['ESPDP001-LV-P01', 133.0]] | E1121 -LOT1-0.6-1kV-3.5C x 120-A2XFY FRLSH-493.0-D021
022 | 3.5C x 120-A2XFY FRLSH-0.6-1kV-CLM-LOT1 | ['ESPDP002-LV-P01'] | 467 | [22, ['ESPDP002-LV-P01', 467.0]] | E1121 -LOT1-0.6-1kV-3.5C x 120-A2XFY FRLSH-467.0-D022
023 | 3.5C x 120-A2XFY FRLSH-0.6-1kV-CLM-LOT1 | ['ELDP8-LV-P01', 'ELDP7-LV-P01'] | 484 | [23, ['ELDP8-LV-P01', 272.0], ['ELDP7-LV-P01', 212.0]] | E1121 -LOT1-0.6-1kV-3.5C x 120-A2XFY FRLSH-484.0-D023
024 | 3.5C x 120-A2XFY FRLSH-0.6-1kV-CLM-LOT1 | ['ELDP6-LV-P01', 'ELDP5-LV-P01', 'ELDP4-LV-P01'] | 499 | [24, ['ELDP6-LV-P01', 212.0], ['ELDP5-LV-P01', 156.0], ['ELDP4-LV-P01', 131.0]] | E1121 -LOT1-0.6-1kV-3.5C x 120-A2XFY FRLSH-499.0-D024
025 | 3.5C x 120-A2XFY FRLSH-0.6-1kV-CLM-LOT1 | ['ELDP13-LV-P01', 'ELDP10-LV-P01'] | 499 | [25, ['ELDP13-LV-P01', 297.0], ['ELDP10-LV-P01', 202.0]] | E1121 -LOT1-0.6-1kV-3.5C x 120-A2XFY FRLSH-499.0-D025
026 | 3.5C x 120-A2XFY FRLSH-0.6-1kV-CLM-LOT1 | ['ELDP11-LV-P01', 'ELDP1-LV-P01'] | 483 | [26, ['ELDP11-LV-P01', 343.0], ['ELDP1-LV-P01', 140.0]] | E1121 -LOT1-0.6-1kV-3.5C x 120-A2XFY FRLSH-483.0-D026

## Sheet11
Sr.No. | Cable Tag | To Equipment Tag No. | Type | Max Drum Length | Cable Size | Cable Type | Service Voltage | Area | Sub-Area | LOT | Core Identification | Cable Length | Consolidated Drum Serial Number | Consolidated Drum Number | Jointing Kits
828 | PPML-LV-P01 | PPML | 3.5C x 120-A2XFY FRLSH-0.6-1kV-CLM-LOT1 | 500 | 3.5C x 120 | A2XFY FRLSH | 0.6-1kV | CLM | SS | LOT1 | 3.5C x 120 AL | 134 | 009 | E1121 -LOT1-0.6-1kV-3.5C x 120-A2XFY FRLSH-478.0-D009 | 0
930 | PDP16-LV-P01 | PDP16 | 3.5C x 120-A2XFY FRLSH-0.6-1kV-CLM-LOT1 | 500 | 3.5C x 120 | A2XFY FRLSH | 0.6-1kV | CLM | Area-07 | LOT1 | 3.5C x 120 AL | 348 | 012 | E1121 -LOT1-0.6-1kV-3.5C x 120-A2XFY FRLSH-497.0-D012 | 0
931 | PDP17-LV-P01 | PDP17 | 3.5C x 120-A2XFY FRLSH-0.6-1kV-CLM-LOT1 | 500 | 3.5C x 120 | A2XFY FRLSH | 0.6-1kV | CLM | Area-13 | LOT1 | 3.5C x 120 AL | 363 | 011 | E1121 -LOT1-0.6-1kV-3.5C x 120-A2XFY FRLSH-500.0-D011 | 0
932 | PDP18-LV-P01 | PDP18 | 3.5C x 120-A2XFY FRLSH-0.6-1kV-CLM-LOT1 | 500 | 3.5C x 120 | A2XFY FRLSH | 0.6-1kV | CLM | Area-05 | LOT1 | 3.5C x 120 AL | 370 | 010 | E1121 -LOT1-0.6-1kV-3.5C x 120-A2XFY FRLSH-448.0-D010 | 0
933 | ESPDP001-LV-P01 | ESPDP001 | 3.5C x 120-A2XFY FRLSH-0.6-1kV-CLM-LOT1 | 500 | 3.5C x 120 | A2XFY FRLSH | 0.6-1kV | CLM | CB | LOT1 | 3.5C x 120 AL | 133 | 021 | E1121 -LOT1-0.6-1kV-3.5C x 120-A2XFY FRLSH-493.0-D021 | 0
1044 | ESPDP002-LV-P01 | ESPDP002 | 3.5C x 120-A2XFY FRLSH-0.6-1kV-CLM-LOT1 | 500 | 3.5C x 120 | A2XFY FRLSH | 0.6-1kV | CLM | Area-20 | LOT1 | 3.5C x 120 AL | 467 | 022 | E1121 -LOT1-0.6-1kV-3.5C x 120-A2XFY FRLSH-467.0-D022 | 0
1045 | STP1-LV-P01 | STP1 | 3.5C x 120-A2XFY FRLSH-0.6-1kV-CLM-LOT1 | 500 | 3.5C x 120 | A2XFY FRLSH | 0.6-1kV | CLM | Area-19 | LOT1 | 3.5C x 120 AL | 430 | 007 | E1121 -LOT1-0.6-1kV-3.5C x 120-A2XFY FRLSH-430.0-D007 | 0
1048 | PDP01-LV-P01 | PDP01 | 3.5C x 120-A2XFY FRLSH-0.6-1kV-CLM-LOT1 | 500 | 3.5C x 120 | A2XFY FRLSH | 0.6-1kV | CLM | SS | LOT1 | 3.5C x 120 AL | 140 | 015 | E1121 -LOT1-0.6-1kV-3.5C x 120-A2XFY FRLSH-433.0-D015 | 0
1049 | PDP02-LV-P01 | PDP02 | 3.5C x 120-A2XFY FRLSH-0.6-1kV-CLM-LOT1 | 500 | 3.5C x 120 | A2XFY FRLSH | 0.6-1kV | CLM | CB | LOT1 | 3.5C x 120 AL | 78 | 008 | E1121 -LOT1-0.6-1kV-3.5C x 120-A2XFY FRLSH-456.0-D008 | 0
1050 | PDP19-LV-P01 | PDP19 | 3.5C x 120-A2XFY FRLSH-0.6-1kV-CLM-LOT1 | 500 | 3.5C x 120 | A2XFY FRLSH | 0.6-1kV | CLM | CB | LOT1 | 3.5C x 120 AL | 133 | 009 | E1121 -LOT1-0.6-1kV-3.5C x 120-A2XFY FRLSH-478.0-D009 | 0
1051 | PDP04-LV-P01 | PDP04 | 3.5C x 120-A2XFY FRLSH-0.6-1kV-CLM-LOT1 | 500 | 3.5C x 120 | A2XFY FRLSH | 0.6-1kV | CLM | Area-01 | LOT1 | 3.5C x 120 AL | 221 | 018 | E1121 -LOT1-0.6-1kV-3.5C x 120-A2XFY FRLSH-432.0-D018 | 0
1052 | PDP06-LV-P01 | PDP06 | 3.5C x 120-A2XFY FRLSH-0.6-1kV-CLM-LOT1 | 500 | 3.5C x 120 | A2XFY FRLSH | 0.6-1kV | CLM | Area-06 | LOT1 | 3.5C x 120 AL | 156 | 014 | E1121 -LOT1-0.6-1kV-3.5C x 120-A2XFY FRLSH-499.0-D014 | 0
1053 | PDP08-LV-P01 | PDP08 | 3.5C x 120-A2XFY FRLSH-0.6-1kV-CLM-LOT1 | 500 | 3.5C x 120 | A2XFY FRLSH | 0.6-1kV | CLM | Area-14 | LOT1 | 3.5C x 120 AL | 259 | 017 | E1121 -LOT1-0.6-1kV-3.5C x 120-A2XFY FRLSH-482.0-D017 | 0
1054 | PDP10-LV-P01 | PDP10 | 3.5C x 120-A2XFY FRLSH-0.6-1kV-CLM-LOT1 | 500 | 3.5C x 120 | A2XFY FRLSH | 0.6-1kV | CLM | Area-22 | LOT1 | 3.5C x 120 AL | 353 | 016 | E1121 -LOT1-0.6-1kV-3.5C x 120-A2XFY FRLSH-500.0-D016 | 0
1055 | PDP12-LV-P01 | PDP12 | 3.5C x 120-A2XFY FRLSH-0.6-1kV-CLM-LOT1 | 500 | 3.5C x 120 | A2XFY FRLSH | 0.6-1kV | CLM | Area-01 | LOT1 | 3.5C x 120 AL | 180 | 013 | E1121 -LOT1-0.6-1kV-3.5C x 120-A2XFY FRLSH-497.0-D013 | 0
1056 | PDP14-LV-P01 | PDP14 | 3.5C x 120-A2XFY FRLSH-0.6-1kV-CLM-LOT1 | 500 | 3.5C x 120 | A2XFY FRLSH | 0.6-1kV | CLM | Area-01 | LOT1 | 3.5C x 120 AL | 208 | 013 | E1121 -LOT1-0.6-1kV-3.5C x 120-A2XFY FRLSH-497.0-D013 | 0
1061 | WR1716-LV-P01 | WR1716 | 3.5C x 120-A2XFY FRLSH-0.6-1kV-CLM-LOT1 | 500 | 3.5C x 120 | A2XFY FRLSH | 0.6-1kV | CLM | Area-16 | LOT1 | 3.5C x 120 AL | 421 | 005 | E1121 -LOT1-0.6-1kV-3.5C x 120-A2XFY FRLSH-499.0-D005 | 0
1062 | WR1817-LV-P01 | WR1817 | 3.5C x 120-A2XFY FRLSH-0.6-1kV-CLM-LOT1 | 500 | 3.5C x 120 | A2XFY FRLSH | 0.6-1kV | CLM | Area-17 | LOT1 | 3.5C x 120 AL | 324 | 004 | E1121 -LOT1-0.6-1kV-3.5C x 120-A2XFY FRLSH-474.0-D004 | 0
1063 | WR1918-LV-P01 | WR1918 | 3.5C x 120-A2XFY FRLSH-0.6-1kV-CLM-LOT1 | 500 | 3.5C x 120 | A2XFY FRLSH | 0.6-1kV | CLM | Area-18 | LOT1 | 3.5C x 120 AL | 280 | 003 | E1121 -LOT1-0.6-1kV-3.5C x 120-A2XFY FRLSH-436.0-D003 | 0
1065 | WR2020-LV-P01 | WR2020 | 3.5C x 120-A2XFY FRLSH-0.6-1kV-CLM-LOT1 | 500 | 3.5C x 120 | A2XFY FRLSH | 0.6-1kV | CLM | Area-20 | LOT1 | 3.5C x 120 AL | 428 | 002 | E1121 -LOT1-0.6-1kV-3.5C x 120-A2XFY FRLSH-458.0-D002 | 0
1067 | PDP03-LV-P01 | PDP03 | 3.5C x 120-A2XFY FRLSH-0.6-1kV-CLM-LOT1 | 500 | 3.5C x 120 | A2XFY FRLSH | 0.6-1kV | CLM | CB | LOT1 | 3.5C x 120 AL | 78 | 005 | E1121 -LOT1-0.6-1kV-3.5C x 120-A2XFY FRLSH-499.0-D005 | 0
1068 | PDP05-LV-P01 | PDP05 | 3.5C x 120-A2XFY FRLSH-0.6-1kV-CLM-LOT1 | 500 | 3.5C x 120 | A2XFY FRLSH | 0.6-1kV | CLM | Area-03 | LOT1 | 3.5C x 120 AL | 137 | 011 | E1121 -LOT1-0.6-1kV-3.5C x 120-A2XFY FRLSH-500.0-D011 | 0
1069 | PDP07-LV-P01 | PDP07 | 3.5C x 120-A2XFY FRLSH-0.6-1kV-CLM-LOT1 | 500 | 3.5C x 120 | A2XFY FRLSH | 0.6-1kV | CLM | Area-08 | LOT1 | 3.5C x 120 AL | 211 | 018 | E1121 -LOT1-0.6-1kV-3.5C x 120-A2XFY FRLSH-432.0-D018 | 0
1070 | PDP09-LV-P01 | PDP09 | 3.5C x 120-A2XFY FRLSH-0.6-1kV-CLM-LOT1 | 500 | 3.5C x 120 | A2XFY FRLSH | 0.6-1kV | CLM | Area-12 | LOT1 | 3.5C x 120 AL | 223 | 017 | E1121 -LOT1-0.6-1kV-3.5C x 120-A2XFY FRLSH-482.0-D017 | 0
1071 | PDP11-LV-P01 | PDP11 | 3.5C x 120-A2XFY FRLSH-0.6-1kV-CLM-LOT1 | 500 | 3.5C x 120 | A2XFY FRLSH | 0.6-1kV | CLM | Area-11 | LOT1 | 3.5C x 120 AL | 293 | 015 | E1121 -LOT1-0.6-1kV-3.5C x 120-A2XFY FRLSH-433.0-D015 | 0
1072 | PDP13-LV-P01 | PDP13 | 3.5C x 120-A2XFY FRLSH-0.6-1kV-CLM-LOT1 | 500 | 3.5C x 120 | A2XFY FRLSH | 0.6-1kV | CLM | Area-05 | LOT1 | 3.5C x 120 AL | 343 | 014 | E1121 -LOT1-0.6-1kV-3.5C x 120-A2XFY FRLSH-499.0-D014 | 0
1073 | PDP15-LV-P01 | PDP15 | 3.5C x 120-A2XFY FRLSH-0.6-1kV-CLM-LOT1 | 500 | 3.5C x 120 | A2XFY FRLSH | 0.6-1kV | CLM | CB | LOT1 | 3.5C x 120 AL | 149 | 012 | E1121 -LOT1-0.6-1kV-3.5C x 120-A2XFY FRLSH-497.0-D012 | 0
1075 | PDP20-LV-P01 | PDP20 | 3.5C x 120-A2XFY FRLSH-0.6-1kV-CLM-LOT1 | 500 | 3.5C x 120 | A2XFY FRLSH | 0.6-1kV | CLM | CB | LOT1 | 3.5C x 120 AL | 133 | 009 | E1121 -LOT1-0.6-1kV-3.5C x 120-A2XFY FRLSH-478.0-D009 | 0
1081 | WR2121-LV-P01 | WR2121 | 3.5C x 120-A2XFY FRLSH-0.6-1kV-CLM-LOT1 | 500 | 3.5C x 120 | A2XFY FRLSH | 0.6-1kV | CLM | Area-21 | LOT1 | 3.5C x 120 AL | 280 | 001 | E1121 -LOT1-0.6-1kV-3.5C x 120-A2XFY FRLSH-480.0-D001 | 0
1083 | WR1009-LV-P01 | WR1009 | 3.5C x 120-A2XFY FRLSH-0.6-1kV-CLM-LOT1 | 500 | 3.5C x 120 | A2XFY FRLSH | 0.6-1kV | CLM | Area-09 | LOT1 | 3.5C x 120 AL | 280 | 006 | E1121 -LOT1-0.6-1kV-3.5C x 120-A2XFY FRLSH-500.0-D006 | 0
1087 | LDP01-LV-P01 | LDP01 | 3.5C x 120-A2XFY FRLSH-0.6-1kV-CLM-LOT1 | 500 | 3.5C x 120 | A2XFY FRLSH | 0.6-1kV | CLM | SS | LOT1 | 3.5C x 120 AL | 140 | 021 | E1121 -LOT1-0.6-1kV-3.5C x 120-A2XFY FRLSH-493.0-D021 | 0
1088 | LDP02A-LV-P01 | LDP02A | 3.5C x 120-A2XFY FRLSH-0.6-1kV-CLM-LOT1 | 500 | 3.5C x 120 | A2XFY FRLSH | 0.6-1kV | CLM | CB | LOT1 | 3.5C x 120 AL | 78 | 010 | E1121 -LOT1-0.6-1kV-3.5C x 120-A2XFY FRLSH-448.0-D010 | 0
1089 | LDP02B-LV-P01 | LDP02B | 3.5C x 120-A2XFY FRLSH-0.6-1kV-CLM-LOT1 | 500 | 3.5C x 120 | A2XFY FRLSH | 0.6-1kV | CLM | CB | LOT1 | 3.5C x 120 AL | 78 | 009 | E1121 -LOT1-0.6-1kV-3.5C x 120-A2XFY FRLSH-478.0-D009 | 0
1090 | LDP03-LV-P01 | LDP03 | 3.5C x 120-A2XFY FRLSH-0.6-1kV-CLM-LOT1 | 500 | 3.5C x 120 | A2XFY FRLSH | 0.6-1kV | CLM | Area-03 | LOT1 | 3.5C x 120 AL | 146 | 019 | E1121 -LOT1-0.6-1kV-3.5C x 120-A2XFY FRLSH-443.0-D019 | 0
1091 | LDP04-LV-P01 | LDP04 | 3.5C x 120-A2XFY FRLSH-0.6-1kV-CLM-LOT1 | 500 | 3.5C x 120 | A2XFY FRLSH | 0.6-1kV | CLM | Area-06 | LOT1 | 3.5C x 120 AL | 147 | 016 | E1121 -LOT1-0.6-1kV-3.5C x 120-A2XFY FRLSH-500.0-D016 | 0
1092 | LDP05-LV-P01 | LDP05 | 3.5C x 120-A2XFY FRLSH-0.6-1kV-CLM-LOT1 | 500 | 3.5C x 120 | A2XFY FRLSH | 0.6-1kV | CLM | Area-08 | LOT1 | 3.5C x 120 AL | 220 | 021 | E1121 -LOT1-0.6-1kV-3.5C x 120-A2XFY FRLSH-493.0-D021 | 0
1094 | LDP07-LV-P01 | LDP07 | 3.5C x 120-A2XFY FRLSH-0.6-1kV-CLM-LOT1 | 500 | 3.5C x 120 | A2XFY FRLSH | 0.6-1kV | CLM | Area-12 | LOT1 | 3.5C x 120 AL | 214 | 020 | E1121 -LOT1-0.6-1kV-3.5C x 120-A2XFY FRLSH-495.0-D020 | 0
1097 | LDP10-LV-P01 | LDP10 | 3.5C x 120-A2XFY FRLSH-0.6-1kV-CLM-LOT1 | 500 | 3.5C x 120 | A2XFY FRLSH | 0.6-1kV | CLM | Area-01 | LOT1 | 3.5C x 120 AL | 281 | 020 | E1121 -LOT1-0.6-1kV-3.5C x 120-A2XFY FRLSH-495.0-D020 | 0
1099 | LDP12-LV-P01 | LDP12 | 3.5C x 120-A2XFY FRLSH-0.6-1kV-CLM-LOT1 | 500 | 3.5C x 120 | A2XFY FRLSH | 0.6-1kV | CLM | Area-01 | LOT1 | 3.5C x 120 AL | 297 | 019 | E1121 -LOT1-0.6-1kV-3.5C x 120-A2XFY FRLSH-443.0-D019 | 0
1100 | SLDB01-LV-P01 | SLDB01 | 3.5C x 120-A2XFY FRLSH-0.6-1kV-CLM-LOT1 | 500 | 3.5C x 120 | A2XFY FRLSH | 0.6-1kV | CLM |  | LOT1 | 3.5C x 120 AL | 148 | 006 | E1121 -LOT1-0.6-1kV-3.5C x 120-A2XFY FRLSH-500.0-D006 | 0
1101 | SLDB02-LV-P01 | SLDB02 | 3.5C x 120-A2XFY FRLSH-0.6-1kV-CLM-LOT1 | 500 | 3.5C x 120 | A2XFY FRLSH | 0.6-1kV | CLM | Area-09 | LOT1 | 3.5C x 120 AL | 378 | 008 | E1121 -LOT1-0.6-1kV-3.5C x 120-A2XFY FRLSH-456.0-D008 | 0
1103 | ELDP1-LV-P01 | ELDP1 | 3.5C x 120-A2XFY FRLSH-0.6-1kV-CLM-LOT1 | 500 | 3.5C x 120 | A2XFY FRLSH | 0.6-1kV | CLM | SS | LOT1 | 3.5C x 120 AL | 140 | 026 | E1121 -LOT1-0.6-1kV-3.5C x 120-A2XFY FRLSH-483.0-D026 | 0
1104 | ELDP2-LV-P01 | ELDP2 | 3.5C x 120-A2XFY FRLSH-0.6-1kV-CLM-LOT1 | 500 | 3.5C x 120 | A2XFY FRLSH | 0.6-1kV | CLM | CB | LOT1 | 3.5C x 120 AL | 109 | 013 | E1121 -LOT1-0.6-1kV-3.5C x 120-A2XFY FRLSH-497.0-D013 | 0
1105 | ELDP3-LV-P01 | ELDP3 | 3.5C x 120-A2XFY FRLSH-0.6-1kV-CLM-LOT1 | 500 | 3.5C x 120 | A2XFY FRLSH | 0.6-1kV | CLM | CB | LOT1 | 3.5C x 120 AL | 72 | 006 | E1121 -LOT1-0.6-1kV-3.5C x 120-A2XFY FRLSH-500.0-D006 | 0
1106 | ELDP4-LV-P01 | ELDP4 | 3.5C x 120-A2XFY FRLSH-0.6-1kV-CLM-LOT1 | 500 | 3.5C x 120 | A2XFY FRLSH | 0.6-1kV | CLM | Area-03 | LOT1 | 3.5C x 120 AL | 131 | 024 | E1121 -LOT1-0.6-1kV-3.5C x 120-A2XFY FRLSH-499.0-D024 | 0
1107 | ELDP5-LV-P01 | ELDP5 | 3.5C x 120-A2XFY FRLSH-0.6-1kV-CLM-LOT1 | 500 | 3.5C x 120 | A2XFY FRLSH | 0.6-1kV | CLM | Area-06 | LOT1 | 3.5C x 120 AL | 156 | 024 | E1121 -LOT1-0.6-1kV-3.5C x 120-A2XFY FRLSH-499.0-D024 | 0
1108 | ELDP6-LV-P01 | ELDP6 | 3.5C x 120-A2XFY FRLSH-0.6-1kV-CLM-LOT1 | 500 | 3.5C x 120 | A2XFY FRLSH | 0.6-1kV | CLM | Area-08 | LOT1 | 3.5C x 120 AL | 212 | 024 | E1121 -LOT1-0.6-1kV-3.5C x 120-A2XFY FRLSH-499.0-D024 | 0
1109 | ELDP7-LV-P01 | ELDP7 | 3.5C x 120-A2XFY FRLSH-0.6-1kV-CLM-LOT1 | 500 | 3.5C x 120 | A2XFY FRLSH | 0.6-1kV | CLM | Area-14 | LOT1 | 3.5C x 120 AL | 212 | 023 | E1121 -LOT1-0.6-1kV-3.5C x 120-A2XFY FRLSH-484.0-D023 | 0
1110 | ELDP8-LV-P01 | ELDP8 | 3.5C x 120-A2XFY FRLSH-0.6-1kV-CLM-LOT1 | 500 | 3.5C x 120 | A2XFY FRLSH | 0.6-1kV | CLM | Area-12 | LOT1 | 3.5C x 120 AL | 272 | 023 | E1121 -LOT1-0.6-1kV-3.5C x 120-A2XFY FRLSH-484.0-D023 | 0
1112 | ELDP10-LV-P01 | ELDP10 | 3.5C x 120-A2XFY FRLSH-0.6-1kV-CLM-LOT1 | 500 | 3.5C x 120 | A2XFY FRLSH | 0.6-1kV | CLM | Area-01 | LOT1 | 3.5C x 120 AL | 202 | 025 | E1121 -LOT1-0.6-1kV-3.5C x 120-A2XFY FRLSH-499.0-D025 | 0
1113 | ELDP11-LV-P01 | ELDP11 | 3.5C x 120-A2XFY FRLSH-0.6-1kV-CLM-LOT1 | 500 | 3.5C x 120 | A2XFY FRLSH | 0.6-1kV | CLM | Area-05 | LOT1 | 3.5C x 120 AL | 343 | 026 | E1121 -LOT1-0.6-1kV-3.5C x 120-A2XFY FRLSH-483.0-D026 | 0
1114 | ELDP13-LV-P01 | ELDP13 | 3.5C x 120-A2XFY FRLSH-0.6-1kV-CLM-LOT1 | 500 | 3.5C x 120 | A2XFY FRLSH | 0.6-1kV | CLM | Area-09 | LOT1 | 3.5C x 120 AL | 297 | 025 | E1121 -LOT1-0.6-1kV-3.5C x 120-A2XFY FRLSH-499.0-D025 | 0
1194 | WR0202-LV-P01 | WR0202 | 3.5C x 120-A2XFY FRLSH-0.6-1kV-CLM-LOT1 | 500 | 3.5C x 120 | A2XFY FRLSH | 0.6-1kV | CLM | Area-02 | LOT1 | 3.5C x 120 AL | 150 | 004 | E1121 -LOT1-0.6-1kV-3.5C x 120-A2XFY FRLSH-474.0-D004 | 0
1196 | WR0705-LV-P01 | WR0705 | 3.5C x 120-A2XFY FRLSH-0.6-1kV-CLM-LOT1 | 500 | 3.5C x 120 | A2XFY FRLSH | 0.6-1kV | CLM | Area-05 | LOT1 | 3.5C x 120 AL | 156 | 003 | E1121 -LOT1-0.6-1kV-3.5C x 120-A2XFY FRLSH-436.0-D003 | 0
1197 | WR1313-LV-P01 | WR1313 | 3.5C x 120-A2XFY FRLSH-0.6-1kV-CLM-LOT1 | 500 | 3.5C x 120 | A2XFY FRLSH | 0.6-1kV | CLM | Area-13 | LOT1 | 3.5C x 120 AL | 200 | 001 | E1121 -LOT1-0.6-1kV-3.5C x 120-A2XFY FRLSH-480.0-D001 | 0
1200 | WR02B-LV-P01 | WR02B | 3.5C x 120-A2XFY FRLSH-0.6-1kV-CLM-LOT1 | 500 | 3.5C x 120 | A2XFY FRLSH | 0.6-1kV | CLM | Area-01 | LOT1 | 3.5C x 120 AL | 30 | 002 | E1121 -LOT1-0.6-1kV-3.5C x 120-A2XFY FRLSH-458.0-D002 | 0

## Sheet12
Serial Drum Number | Type | Cables | Drum Length | Cable and lengths | Drum Number
001 | 3C x 10-2XWY FRLSH-0.6-1kV-CLM-LOT1 | ['PMB2601B-LV-P01', 'PMB2601A-LV-P01', 'PMB1842B-LV-P01', 'PM2252-LV-P02'] | 1000 | [1, ['PMB2601B-LV-P01', 371.0], ['PMB2601A-LV-P01', 371.0], ['PMB1842B-LV-P01', 248.0], ['PM2252-LV-P02', 10.0]] | E1121 -LOT1-0.6-1kV-3C x 10-2XWY FRLSH-1000.0-D001
002 | 3C x 10-2XWY FRLSH-0.6-1kV-CLM-LOT1 | ['PMB2301B-LV-P01', 'PMB2301A-LV-P01', 'PMA1851B-LV-P01'] | 992 | [2, ['PMB2301B-LV-P01', 392.0], ['PMB2301A-LV-P01', 410.0], ['PMA1851B-LV-P01', 190.0]] | E1121 -LOT1-0.6-1kV-3C x 10-2XWY FRLSH-992.0-D002
003 | 3C x 10-2XWY FRLSH-0.6-1kV-CLM-LOT1 | ['PMB1851B-LV-P01', 'PMB1851A-LV-P01', 'PMB1842A-LV-P01', 'PMA1851A-LV-P01', 'PM1701B-LV-P02'] | 996 | [3, ['PMB1851B-LV-P01', 274.0], ['PMB1851A-LV-P01', 274.0], ['PMB1842A-LV-P01', 248.0], ['PMA1851A-LV-P01', 190.0], ['PM1701B-LV-P02', 10.0]] | E1121 -LOT1-0.6-1kV-3C x 10-2XWY FRLSH-996.0-D003
004 | 3C x 10-2XWY FRLSH-0.6-1kV-CLM-LOT1 | ['PMB1832B-LV-P01', 'PMB1832A-LV-P01', 'PMB1824B-LV-P01', 'PMA1842B-LV-P01', 'PM1701A-LV-P02', 'HHMB501B-LV-P02', 'HHMB501A-LV-P02'] | 989 | [4, ['PMB1832B-LV-P01', 258.0], ['PMB1832A-LV-P01', 258.0], ['PMB1824B-LV-P01', 264.0], ['PMA1842B-LV-P01', 169.0], ['PM1701A-LV-P02', 10.0], ['HHMB501B-LV-P02', 15.0], ['HHMB501A-LV-P02', 15.0]] | E1121 -LOT1-0.6-1kV-3C x 10-2XWY FRLSH-989.0-D004
005 | 3C x 10-2XWY FRLSH-0.6-1kV-CLM-LOT1 | ['PMB1824A-LV-P01', 'PMB1822B-LV-P01', 'PMB1822A-LV-P01', 'PMA1842A-LV-P01'] | 971 | [5, ['PMB1824A-LV-P01', 264.0], ['PMB1822B-LV-P01', 269.0], ['PMB1822A-LV-P01', 269.0], ['PMA1842A-LV-P01', 169.0]] | E1121 -LOT1-0.6-1kV-3C x 10-2XWY FRLSH-971.0-D005
006 | 3C x 10-2XWY FRLSH-0.6-1kV-CLM-LOT1 | ['PMB1821B-LV-P01', 'PMB1821A-LV-P01', 'PMB1501B-LV-P01'] | 856 | [6, ['PMB1821B-LV-P01', 255.0], ['PMB1821A-LV-P01', 274.0], ['PMB1501B-LV-P01', 327.0]] | E1121 -LOT1-0.6-1kV-3C x 10-2XWY FRLSH-856.0-D006
007 | 3C x 10-2XWY FRLSH-0.6-1kV-CLM-LOT1 | ['PMB1501A-LV-P01', 'PMB1403B-LV-P01', 'PMB1403A-LV-P01'] | 879 | [7, ['PMB1501A-LV-P01', 314.0], ['PMB1403B-LV-P01', 274.0], ['PMB1403A-LV-P01', 291.0]] | E1121 -LOT1-0.6-1kV-3C x 10-2XWY FRLSH-879.0-D007
008 | 3C x 10-2XWY FRLSH-0.6-1kV-CLM-LOT1 | ['PMB1302B-LV-P01', 'PMB1302A-LV-P01', 'PMB1301B-LV-P01', 'PMA1832B-LV-P01'] | 965 | [8, ['PMB1302B-LV-P01', 267.0], ['PMB1302A-LV-P01', 267.0], ['PMB1301B-LV-P01', 255.0], ['PMA1832B-LV-P01', 176.0]] | E1121 -LOT1-0.6-1kV-3C x 10-2XWY FRLSH-965.0-D008
009 | 3C x 10-2XWY FRLSH-0.6-1kV-CLM-LOT1 | ['PMB1301A-LV-P01', 'PMA2601B-LV-P01', 'PMA2601A-LV-P01'] | 971 | [9, ['PMB1301A-LV-P01', 255.0], ['PMA2601B-LV-P01', 358.0], ['PMA2601A-LV-P01', 358.0]] | E1121 -LOT1-0.6-1kV-3C x 10-2XWY FRLSH-971.0-D009
010 | 3C x 10-2XWY FRLSH-0.6-1kV-CLM-LOT1 | ['PMA2301B-LV-P01', 'PMA2301A-LV-P01', 'PMA1832A-LV-P01'] | 916 | [10, ['PMA2301B-LV-P01', 361.0], ['PMA2301A-LV-P01', 379.0], ['PMA1832A-LV-P01', 176.0]] | E1121 -LOT1-0.6-1kV-3C x 10-2XWY FRLSH-916.0-D010
011 | 3C x 10-2XWY FRLSH-0.6-1kV-CLM-LOT1 | ['PMA1824B-LV-P01', 'PMA1824A-LV-P01', 'PMA1822B-LV-P01', 'PMA1822A-LV-P01', 'PMA1821B-LV-P01'] | 931 | [11, ['PMA1824B-LV-P01', 181.0], ['PMA1824A-LV-P01', 181.0], ['PMA1822B-LV-P01', 181.0], ['PMA1822A-LV-P01', 181.0], ['PMA1821B-LV-P01', 207.0]] | E1121 -LOT1-0.6-1kV-3C x 10-2XWY FRLSH-931.0-D011
012 | 3C x 10-2XWY FRLSH-0.6-1kV-CLM-LOT1 | ['PMA1821A-LV-P01', 'PMA1501B-LV-P01', 'PMA1501A-LV-P01', 'PMA1403B-LV-P01'] | 929 | [12, ['PMA1821A-LV-P01', 188.0], ['PMA1501B-LV-P01', 276.0], ['PMA1501A-LV-P01', 263.0], ['PMA1403B-LV-P01', 202.0]] | E1121 -LOT1-0.6-1kV-3C x 10-2XWY FRLSH-929.0-D012
013 | 3C x 10-2XWY FRLSH-0.6-1kV-CLM-LOT1 | ['PMA1403A-LV-P01', 'PMA1302B-LV-P01', 'PMA1302A-LV-P01', 'PMA1301B-LV-P01'] | 951 | [13, ['PMA1403A-LV-P01', 219.0], ['PMA1302B-LV-P01', 216.0], ['PMA1302A-LV-P01', 216.0], ['PMA1301B-LV-P01', 300.0]] | E1121 -LOT1-0.6-1kV-3C x 10-2XWY FRLSH-951.0-D013
014 | 3C x 10-2XWY FRLSH-0.6-1kV-CLM-LOT1 | ['PMA1301A-LV-P01', 'PM5001B2-LV-P01', 'PM5001B1-LV-P01'] | 882 | [14, ['PMA1301A-LV-P01', 205.0], ['PM5001B2-LV-P01', 358.0], ['PM5001B1-LV-P01', 319.0]] | E1121 -LOT1-0.6-1kV-3C x 10-2XWY FRLSH-882.0-D014
015 | 3C x 10-2XWY FRLSH-0.6-1kV-CLM-LOT1 | ['PM5001A2-LV-P01', 'PM5001A1-LV-P01', 'PM3018B-LV-P01'] | 988 | [15, ['PM5001A2-LV-P01', 319.0], ['PM5001A1-LV-P01', 319.0], ['PM3018B-LV-P01', 350.0]] | E1121 -LOT1-0.6-1kV-3C x 10-2XWY FRLSH-988.0-D015
016 | 3C x 10-2XWY FRLSH-0.6-1kV-CLM-LOT1 | ['PM3018A-LV-P01', 'PM3006B-LV-P01', 'PM2405B-LV-P01'] | 993 | [16, ['PM3018A-LV-P01', 368.0], ['PM3006B-LV-P01', 363.0], ['PM2405B-LV-P01', 262.0]] | E1121 -LOT1-0.6-1kV-3C x 10-2XWY FRLSH-993.0-D016
017 | 3C x 10-2XWY FRLSH-0.6-1kV-CLM-LOT1 | ['PM3006A-LV-P01', 'PM3005B-LV-P01', 'PJBPM1201B-LV-P01'] | 956 | [17, ['PM3006A-LV-P01', 381.0], ['PM3005B-LV-P01', 374.0], ['PJBPM1201B-LV-P01', 201.0]] | E1121 -LOT1-0.6-1kV-3C x 10-2XWY FRLSH-956.0-D017
018 | 3C x 10-2XWY FRLSH-0.6-1kV-CLM-LOT1 | ['PM3005A-LV-P01', 'PM2502B-LV-P01', 'PM2405A-LV-P01'] | 981 | [18, ['PM3005A-LV-P01', 374.0], ['PM2502B-LV-P01', 345.0], ['PM2405A-LV-P01', 262.0]] | E1121 -LOT1-0.6-1kV-3C x 10-2XWY FRLSH-981.0-D018
019 | 3C x 10-2XWY FRLSH-0.6-1kV-CLM-LOT1 | ['PM2502A-LV-P01', 'PM2404B-LV-P01', 'PM2404A-LV-P01'] | 887 | [19, ['PM2502A-LV-P01', 345.0], ['PM2404B-LV-P01', 271.0], ['PM2404A-LV-P01', 271.0]] | E1121 -LOT1-0.6-1kV-3C x 10-2XWY FRLSH-887.0-D019
020 | 3C x 10-2XWY FRLSH-0.6-1kV-CLM-LOT1 | ['PM2403B-LV-P01', 'PM2403A-LV-P01', 'PM2402B-LV-P01'] | 951 | [20, ['PM2403B-LV-P01', 307.0], ['PM2403A-LV-P01', 320.0], ['PM2402B-LV-P01', 324.0]] | E1121 -LOT1-0.6-1kV-3C x 10-2XWY FRLSH-951.0-D020
021 | 3C x 10-2XWY FRLSH-0.6-1kV-CLM-LOT1 | ['PM1902B-LV-P01', 'PM1901B-LV-P01', 'PM1711B-LV-P01'] | 853 | [21, ['PM1902B-LV-P01', 297.0], ['PM1901B-LV-P01', 302.0], ['PM1711B-LV-P01', 254.0]] | E1121 -LOT1-0.6-1kV-3C x 10-2XWY FRLSH-853.0-D021
022 | 3C x 10-2XWY FRLSH-0.6-1kV-CLM-LOT1 | ['PM1704B-LV-P01', 'PM1704A-LV-P01', 'PJBPMB2603B-LV-P01'] | 950 | [22, ['PM1704B-LV-P01', 287.0], ['PM1704A-LV-P01', 287.0], ['PJBPMB2603B-LV-P01', 376.0]] | E1121 -LOT1-0.6-1kV-3C x 10-2XWY FRLSH-950.0-D022
023 | 3C x 10-2XWY FRLSH-0.6-1kV-CLM-LOT1 | ['PJBPMB2603A-LV-P01', 'PJBPMA2603B-LV-P01', 'PJBPM1201A-LV-P01'] | 937 | [23, ['PJBPMB2603A-LV-P01', 376.0], ['PJBPMA2603B-LV-P01', 360.0], ['PJBPM1201A-LV-P01', 201.0]] | E1121 -LOT1-0.6-1kV-3C x 10-2XWY FRLSH-937.0-D023
024 | 3C x 10-2XWY FRLSH-0.6-1kV-CLM-LOT1 | ['PJBPMA2603A-LV-P01', 'PJBPM2402A-LV-P01', 'PJBPM2401B-LV-P01'] | 986 | [24, ['PJBPMA2603A-LV-P01', 360.0], ['PJBPM2402A-LV-P01', 311.0], ['PJBPM2401B-LV-P01', 315.0]] | E1121 -LOT1-0.6-1kV-3C x 10-2XWY FRLSH-986.0-D024
025 | 3C x 10-2XWY FRLSH-0.6-1kV-CLM-LOT1 | ['PJBPM2401A-LV-P01', 'PJBPM1902A-LV-P01', 'PJBPM1901A-LV-P01'] | 927 | [25, ['PJBPM2401A-LV-P01', 328.0], ['PJBPM1902A-LV-P01', 297.0], ['PJBPM1901A-LV-P01', 302.0]] | E1121 -LOT1-0.6-1kV-3C x 10-2XWY FRLSH-927.0-D025
026 | 3C x 10-2XWY FRLSH-0.6-1kV-CLM-LOT1 | ['PJBPM1711A-LV-P01', 'HHMA501B-LV-P01', 'HHMA501A-LV-P01'] | 761 | [26, ['PJBPM1711A-LV-P01', 273.0], ['HHMA501B-LV-P01', 250.0], ['HHMA501A-LV-P01', 238.0]] | E1121 -LOT1-0.6-1kV-3C x 10-2XWY FRLSH-761.0-D026
027 | 3C x 10-2XWY FRLSH-0.6-1kV-CLM-LOT1 | ['H5001B1-LV-P01', 'H5001A1-LV-P01', 'FMA501BB-LV-P01'] | 986 | [27, ['H5001B1-LV-P01', 319.0], ['H5001A1-LV-P01', 358.0], ['FMA501BB-LV-P01', 309.0]] | E1121 -LOT1-0.6-1kV-3C x 10-2XWY FRLSH-986.0-D027
028 | 3C x 10-2XWY FRLSH-0.6-1kV-CLM-LOT1 | ['FMB501BB-LV-P01', 'FMB501BA-LV-P01', 'FMA501BA-LV-P01'] | 949 | [28, ['FMB501BB-LV-P01', 333.0], ['FMB501BA-LV-P01', 360.0], ['FMA501BA-LV-P01', 256.0]] | E1121 -LOT1-0.6-1kV-3C x 10-2XWY FRLSH-949.0-D028
029 | 3C x 10-2XWY FRLSH-0.6-1kV-CLM-LOT1 | ['FMB501AB-LV-P01', 'FMB501AA-LV-P01', 'FMA501AB-LV-P01'] | 965 | [29, ['FMB501AB-LV-P01', 331.0], ['FMB501AA-LV-P01', 343.0], ['FMA501AB-LV-P01', 291.0]] | E1121 -LOT1-0.6-1kV-3C x 10-2XWY FRLSH-965.0-D029
030 | 3C x 10-2XWY FRLSH-0.6-1kV-CLM-LOT1 | ['FMA501AA-LV-P01', 'BL1301B-LV-P01', 'BL1301A-LV-P01'] | 953 | [30, ['FMA501AA-LV-P01', 279.0], ['BL1301B-LV-P01', 337.0], ['BL1301A-LV-P01', 337.0]] | E1121 -LOT1-0.6-1kV-3C x 10-2XWY FRLSH-953.0-D030

## Sheet13
Sr.No. | Cable Tag | To Equipment Tag No. | Type | Max Drum Length | Cable Size | Cable Type | Service Voltage | Area | Sub-Area | LOT | Core Identification | Cable Length | Consolidated Drum Serial Number | Consolidated Drum Number | Jointing Kits
372 | PMA1301B-LV-P01 | PMA1301B | 3C x 10-2XWY FRLSH-0.6-1kV-CLM-LOT1 | 1000 | 3C x 10 | 2XWY FRLSH | 0.6-1kV | CLM | Area-06 | LOT1 | 3C x 10 CU | 300 | 013 | E1121 -LOT1-0.6-1kV-3C x 10-2XWY FRLSH-951.0-D013 | 0
374 | PMA1302B-LV-P01 | PMA1302B | 3C x 10-2XWY FRLSH-0.6-1kV-CLM-LOT1 | 1000 | 3C x 10 | 2XWY FRLSH | 0.6-1kV | CLM | Area-06 | LOT1 | 3C x 10 CU | 216 | 013 | E1121 -LOT1-0.6-1kV-3C x 10-2XWY FRLSH-951.0-D013 | 0
380 | PMA1501A-LV-P01 | PMA1501A | 3C x 10-2XWY FRLSH-0.6-1kV-CLM-LOT1 | 1000 | 3C x 10 | 2XWY FRLSH | 0.6-1kV | CLM | Area-07 | LOT1 | 3C x 10 CU | 263 | 012 | E1121 -LOT1-0.6-1kV-3C x 10-2XWY FRLSH-929.0-D012 | 0
387 | PMA1822A-LV-P01 | PMA1822A | 3C x 10-2XWY FRLSH-0.6-1kV-CLM-LOT1 | 1000 | 3C x 10 | 2XWY FRLSH | 0.6-1kV | CLM | Area-08 | LOT1 | 3C x 10 CU | 181 | 011 | E1121 -LOT1-0.6-1kV-3C x 10-2XWY FRLSH-931.0-D011 | 0
389 | PMA1824A-LV-P01 | PMA1824A | 3C x 10-2XWY FRLSH-0.6-1kV-CLM-LOT1 | 1000 | 3C x 10 | 2XWY FRLSH | 0.6-1kV | CLM | Area-08 | LOT1 | 3C x 10 CU | 181 | 011 | E1121 -LOT1-0.6-1kV-3C x 10-2XWY FRLSH-931.0-D011 | 0
391 | PMA1832A-LV-P01 | PMA1832A | 3C x 10-2XWY FRLSH-0.6-1kV-CLM-LOT1 | 1000 | 3C x 10 | 2XWY FRLSH | 0.6-1kV | CLM | Area-08 | LOT1 | 3C x 10 CU | 176 | 010 | E1121 -LOT1-0.6-1kV-3C x 10-2XWY FRLSH-916.0-D010 | 0
395 | PMA1842A-LV-P01 | PMA1842A | 3C x 10-2XWY FRLSH-0.6-1kV-CLM-LOT1 | 1000 | 3C x 10 | 2XWY FRLSH | 0.6-1kV | CLM | Area-08 | LOT1 | 3C x 10 CU | 169 | 005 | E1121 -LOT1-0.6-1kV-3C x 10-2XWY FRLSH-971.0-D005 | 0
397 | PMA1851A-LV-P01 | PMA1851A | 3C x 10-2XWY FRLSH-0.6-1kV-CLM-LOT1 | 1000 | 3C x 10 | 2XWY FRLSH | 0.6-1kV | CLM | Area-08 | LOT1 | 3C x 10 CU | 190 | 003 | E1121 -LOT1-0.6-1kV-3C x 10-2XWY FRLSH-996.0-D003 | 0
402 | PMA2601A-LV-P01 | PMA2601A | 3C x 10-2XWY FRLSH-0.6-1kV-CLM-LOT1 | 1000 | 3C x 10 | 2XWY FRLSH | 0.6-1kV | CLM | Area-11 | LOT1 | 3C x 10 CU | 358 | 009 | E1121 -LOT1-0.6-1kV-3C x 10-2XWY FRLSH-971.0-D009 | 0
404 | PJBPMA2603A-LV-P01 | PJBPMA2603A | 3C x 10-2XWY FRLSH-0.6-1kV-CLM-LOT1 | 1000 | 3C x 10 | 2XWY FRLSH | 0.6-1kV | CLM | Area-11 | LOT1 | 3C x 10 CU | 360 | 024 | E1121 -LOT1-0.6-1kV-3C x 10-2XWY FRLSH-986.0-D024 | 0
421 | HHMA501A-LV-P01 | HHMA501A | 3C x 10-2XWY FRLSH-0.6-1kV-CLM-LOT1 | 1000 | 3C x 10 | 2XWY FRLSH | 0.6-1kV | CLM | Area-07 | LOT1 | 3C x 10 CU | 238 | 026 | E1121 -LOT1-0.6-1kV-3C x 10-2XWY FRLSH-761.0-D026 | 0
425 | FMA501AA-LV-P01 | FMA501AA | 3C x 10-2XWY FRLSH-0.6-1kV-CLM-LOT1 | 1000 | 3C x 10 | 2XWY FRLSH | 0.6-1kV | CLM | Area-07 | LOT1 | 3C x 10 CU | 279 | 030 | E1121 -LOT1-0.6-1kV-3C x 10-2XWY FRLSH-953.0-D030 | 0
428 | FMA501BA-LV-P01 | FMA501BA | 3C x 10-2XWY FRLSH-0.6-1kV-CLM-LOT1 | 1000 | 3C x 10 | 2XWY FRLSH | 0.6-1kV | CLM | Area-07 | LOT1 | 3C x 10 CU | 256 | 028 | E1121 -LOT1-0.6-1kV-3C x 10-2XWY FRLSH-949.0-D028 | 0
435 | PMA1301A-LV-P01 | PMA1301A | 3C x 10-2XWY FRLSH-0.6-1kV-CLM-LOT1 | 1000 | 3C x 10 | 2XWY FRLSH | 0.6-1kV | CLM | Area-06 | LOT1 | 3C x 10 CU | 205 | 014 | E1121 -LOT1-0.6-1kV-3C x 10-2XWY FRLSH-882.0-D014 | 0
437 | PMA1302A-LV-P01 | PMA1302A | 3C x 10-2XWY FRLSH-0.6-1kV-CLM-LOT1 | 1000 | 3C x 10 | 2XWY FRLSH | 0.6-1kV | CLM | Area-06 | LOT1 | 3C x 10 CU | 216 | 013 | E1121 -LOT1-0.6-1kV-3C x 10-2XWY FRLSH-951.0-D013 | 0
445 | PMA1501B-LV-P01 | PMA1501B | 3C x 10-2XWY FRLSH-0.6-1kV-CLM-LOT1 | 1000 | 3C x 10 | 2XWY FRLSH | 0.6-1kV | CLM | Area-07 | LOT1 | 3C x 10 CU | 276 | 012 | E1121 -LOT1-0.6-1kV-3C x 10-2XWY FRLSH-929.0-D012 | 0
452 | PMA1822B-LV-P01 | PMA1822B | 3C x 10-2XWY FRLSH-0.6-1kV-CLM-LOT1 | 1000 | 3C x 10 | 2XWY FRLSH | 0.6-1kV | CLM | Area-08 | LOT1 | 3C x 10 CU | 181 | 011 | E1121 -LOT1-0.6-1kV-3C x 10-2XWY FRLSH-931.0-D011 | 0
454 | PMA1824B-LV-P01 | PMA1824B | 3C x 10-2XWY FRLSH-0.6-1kV-CLM-LOT1 | 1000 | 3C x 10 | 2XWY FRLSH | 0.6-1kV | CLM | Area-08 | LOT1 | 3C x 10 CU | 181 | 011 | E1121 -LOT1-0.6-1kV-3C x 10-2XWY FRLSH-931.0-D011 | 0
456 | PMA1832B-LV-P01 | PMA1832B | 3C x 10-2XWY FRLSH-0.6-1kV-CLM-LOT1 | 1000 | 3C x 10 | 2XWY FRLSH | 0.6-1kV | CLM | Area-08 | LOT1 | 3C x 10 CU | 176 | 008 | E1121 -LOT1-0.6-1kV-3C x 10-2XWY FRLSH-965.0-D008 | 0
460 | PMA1842B-LV-P01 | PMA1842B | 3C x 10-2XWY FRLSH-0.6-1kV-CLM-LOT1 | 1000 | 3C x 10 | 2XWY FRLSH | 0.6-1kV | CLM | Area-08 | LOT1 | 3C x 10 CU | 169 | 004 | E1121 -LOT1-0.6-1kV-3C x 10-2XWY FRLSH-989.0-D004 | 0
464 | PMA1851B-LV-P01 | PMA1851B | 3C x 10-2XWY FRLSH-0.6-1kV-CLM-LOT1 | 1000 | 3C x 10 | 2XWY FRLSH | 0.6-1kV | CLM | Area-08 | LOT1 | 3C x 10 CU | 190 | 002 | E1121 -LOT1-0.6-1kV-3C x 10-2XWY FRLSH-992.0-D002 | 0
469 | PMA2601B-LV-P01 | PMA2601B | 3C x 10-2XWY FRLSH-0.6-1kV-CLM-LOT1 | 1000 | 3C x 10 | 2XWY FRLSH | 0.6-1kV | CLM | Area-11 | LOT1 | 3C x 10 CU | 358 | 009 | E1121 -LOT1-0.6-1kV-3C x 10-2XWY FRLSH-971.0-D009 | 0
471 | PJBPMA2603B-LV-P01 | PJBPMA2603B | 3C x 10-2XWY FRLSH-0.6-1kV-CLM-LOT1 | 1000 | 3C x 10 | 2XWY FRLSH | 0.6-1kV | CLM | Area-11 | LOT1 | 3C x 10 CU | 360 | 023 | E1121 -LOT1-0.6-1kV-3C x 10-2XWY FRLSH-937.0-D023 | 0
484 | HHMA501B-LV-P01 | HHMA501B | 3C x 10-2XWY FRLSH-0.6-1kV-CLM-LOT1 | 1000 | 3C x 10 | 2XWY FRLSH | 0.6-1kV | CLM | Area-07 | LOT1 | 3C x 10 CU | 250 | 026 | E1121 -LOT1-0.6-1kV-3C x 10-2XWY FRLSH-761.0-D026 | 0
488 | FMA501AB-LV-P01 | FMA501AB | 3C x 10-2XWY FRLSH-0.6-1kV-CLM-LOT1 | 1000 | 3C x 10 | 2XWY FRLSH | 0.6-1kV | CLM | Area-07 | LOT1 | 3C x 10 CU | 291 | 029 | E1121 -LOT1-0.6-1kV-3C x 10-2XWY FRLSH-965.0-D029 | 0
491 | FMA501BB-LV-P01 | FMA501BB | 3C x 10-2XWY FRLSH-0.6-1kV-CLM-LOT1 | 1000 | 3C x 10 | 2XWY FRLSH | 0.6-1kV | CLM | Area-07 | LOT1 | 3C x 10 CU | 309 | 027 | E1121 -LOT1-0.6-1kV-3C x 10-2XWY FRLSH-986.0-D027 | 0
498 | PMB1301B-LV-P01 | PMB1301B | 3C x 10-2XWY FRLSH-0.6-1kV-CLM-LOT1 | 1000 | 3C x 10 | 2XWY FRLSH | 0.6-1kV | CLM | Area-12 | LOT1 | 3C x 10 CU | 255 | 008 | E1121 -LOT1-0.6-1kV-3C x 10-2XWY FRLSH-965.0-D008 | 0
500 | PMB1302B-LV-P01 | PMB1302B | 3C x 10-2XWY FRLSH-0.6-1kV-CLM-LOT1 | 1000 | 3C x 10 | 2XWY FRLSH | 0.6-1kV | CLM | Area-12 | LOT1 | 3C x 10 CU | 267 | 008 | E1121 -LOT1-0.6-1kV-3C x 10-2XWY FRLSH-965.0-D008 | 0
508 | PMB1501A-LV-P01 | PMB1501A | 3C x 10-2XWY FRLSH-0.6-1kV-CLM-LOT1 | 1000 | 3C x 10 | 2XWY FRLSH | 0.6-1kV | CLM | Area-13 | LOT1 | 3C x 10 CU | 314 | 007 | E1121 -LOT1-0.6-1kV-3C x 10-2XWY FRLSH-879.0-D007 | 0
515 | PMB1822A-LV-P01 | PMB1822A | 3C x 10-2XWY FRLSH-0.6-1kV-CLM-LOT1 | 1000 | 3C x 10 | 2XWY FRLSH | 0.6-1kV | CLM | Area-14 | LOT1 | 3C x 10 CU | 269 | 005 | E1121 -LOT1-0.6-1kV-3C x 10-2XWY FRLSH-971.0-D005 | 0
517 | PMB1824B-LV-P01 | PMB1824B | 3C x 10-2XWY FRLSH-0.6-1kV-CLM-LOT1 | 1000 | 3C x 10 | 2XWY FRLSH | 0.6-1kV | CLM | Area-14 | LOT1 | 3C x 10 CU | 264 | 004 | E1121 -LOT1-0.6-1kV-3C x 10-2XWY FRLSH-989.0-D004 | 0
519 | PMB1832A-LV-P01 | PMB1832A | 3C x 10-2XWY FRLSH-0.6-1kV-CLM-LOT1 | 1000 | 3C x 10 | 2XWY FRLSH | 0.6-1kV | CLM | Area-14 | LOT1 | 3C x 10 CU | 258 | 004 | E1121 -LOT1-0.6-1kV-3C x 10-2XWY FRLSH-989.0-D004 | 0
523 | PMB1842B-LV-P01 | PMB1842B | 3C x 10-2XWY FRLSH-0.6-1kV-CLM-LOT1 | 1000 | 3C x 10 | 2XWY FRLSH | 0.6-1kV | CLM | Area-14 | LOT1 | 3C x 10 CU | 248 | 001 | E1121 -LOT1-0.6-1kV-3C x 10-2XWY FRLSH-1000.0-D001 | 0
525 | PMB1851A-LV-P01 | PMB1851A | 3C x 10-2XWY FRLSH-0.6-1kV-CLM-LOT1 | 1000 | 3C x 10 | 2XWY FRLSH | 0.6-1kV | CLM | Area-14 | LOT1 | 3C x 10 CU | 274 | 003 | E1121 -LOT1-0.6-1kV-3C x 10-2XWY FRLSH-996.0-D003 | 0
530 | PMB2601A-LV-P01 | PMB2601A | 3C x 10-2XWY FRLSH-0.6-1kV-CLM-LOT1 | 1000 | 3C x 10 | 2XWY FRLSH | 0.6-1kV | CLM | Area-11 | LOT1 | 3C x 10 CU | 371 | 001 | E1121 -LOT1-0.6-1kV-3C x 10-2XWY FRLSH-1000.0-D001 | 0
532 | PJBPMB2603B-LV-P01 | PJBPMB2603B | 3C x 10-2XWY FRLSH-0.6-1kV-CLM-LOT1 | 1000 | 3C x 10 | 2XWY FRLSH | 0.6-1kV | CLM | Area-11 | LOT1 | 3C x 10 CU | 376 | 022 | E1121 -LOT1-0.6-1kV-3C x 10-2XWY FRLSH-950.0-D022 | 0
548 | HHMB501A-LV-P02 | HHMB501A | 3C x 10-2XWY FRLSH-0.6-1kV-CLM-LOT1 | 1000 | 3C x 10 | 2XWY FRLSH | 0.6-1kV | CLM | Area-13 | LOT1 | 3C x 10 CU | 15 | 004 | E1121 -LOT1-0.6-1kV-3C x 10-2XWY FRLSH-989.0-D004 | 0
552 | FMB501AB-LV-P01 | FMB501AB | 3C x 10-2XWY FRLSH-0.6-1kV-CLM-LOT1 | 1000 | 3C x 10 | 2XWY FRLSH | 0.6-1kV | CLM | Area-13 | LOT1 | 3C x 10 CU | 331 | 029 | E1121 -LOT1-0.6-1kV-3C x 10-2XWY FRLSH-965.0-D029 | 0
555 | FMB501BB-LV-P01 | FMB501BB | 3C x 10-2XWY FRLSH-0.6-1kV-CLM-LOT1 | 1000 | 3C x 10 | 2XWY FRLSH | 0.6-1kV | CLM | Area-13 | LOT1 | 3C x 10 CU | 333 | 028 | E1121 -LOT1-0.6-1kV-3C x 10-2XWY FRLSH-949.0-D028 | 0
562 | PMB1301A-LV-P01 | PMB1301A | 3C x 10-2XWY FRLSH-0.6-1kV-CLM-LOT1 | 1000 | 3C x 10 | 2XWY FRLSH | 0.6-1kV | CLM | Area-12 | LOT1 | 3C x 10 CU | 255 | 009 | E1121 -LOT1-0.6-1kV-3C x 10-2XWY FRLSH-971.0-D009 | 0
564 | PMB1302A-LV-P01 | PMB1302A | 3C x 10-2XWY FRLSH-0.6-1kV-CLM-LOT1 | 1000 | 3C x 10 | 2XWY FRLSH | 0.6-1kV | CLM | Area-12 | LOT1 | 3C x 10 CU | 267 | 008 | E1121 -LOT1-0.6-1kV-3C x 10-2XWY FRLSH-965.0-D008 | 0
570 | PMB1501B-LV-P01 | PMB1501B | 3C x 10-2XWY FRLSH-0.6-1kV-CLM-LOT1 | 1000 | 3C x 10 | 2XWY FRLSH | 0.6-1kV | CLM | Area-13 | LOT1 | 3C x 10 CU | 327 | 006 | E1121 -LOT1-0.6-1kV-3C x 10-2XWY FRLSH-856.0-D006 | 0
577 | PMB1822B-LV-P01 | PMB1822B | 3C x 10-2XWY FRLSH-0.6-1kV-CLM-LOT1 | 1000 | 3C x 10 | 2XWY FRLSH | 0.6-1kV | CLM | Area-14 | LOT1 | 3C x 10 CU | 269 | 005 | E1121 -LOT1-0.6-1kV-3C x 10-2XWY FRLSH-971.0-D005 | 0
579 | PMB1824A-LV-P01 | PMB1824A | 3C x 10-2XWY FRLSH-0.6-1kV-CLM-LOT1 | 1000 | 3C x 10 | 2XWY FRLSH | 0.6-1kV | CLM | Area-14 | LOT1 | 3C x 10 CU | 264 | 005 | E1121 -LOT1-0.6-1kV-3C x 10-2XWY FRLSH-971.0-D005 | 0
581 | PMB1832B-LV-P01 | PMB1832B | 3C x 10-2XWY FRLSH-0.6-1kV-CLM-LOT1 | 1000 | 3C x 10 | 2XWY FRLSH | 0.6-1kV | CLM | Area-14 | LOT1 | 3C x 10 CU | 258 | 004 | E1121 -LOT1-0.6-1kV-3C x 10-2XWY FRLSH-989.0-D004 | 0
585 | PMB1842A-LV-P01 | PMB1842A | 3C x 10-2XWY FRLSH-0.6-1kV-CLM-LOT1 | 1000 | 3C x 10 | 2XWY FRLSH | 0.6-1kV | CLM | Area-14 | LOT1 | 3C x 10 CU | 248 | 003 | E1121 -LOT1-0.6-1kV-3C x 10-2XWY FRLSH-996.0-D003 | 0
589 | PMB1851B-LV-P01 | PMB1851B | 3C x 10-2XWY FRLSH-0.6-1kV-CLM-LOT1 | 1000 | 3C x 10 | 2XWY FRLSH | 0.6-1kV | CLM | Area-14 | LOT1 | 3C x 10 CU | 274 | 003 | E1121 -LOT1-0.6-1kV-3C x 10-2XWY FRLSH-996.0-D003 | 0
594 | PMB2601B-LV-P01 | PMB2601B | 3C x 10-2XWY FRLSH-0.6-1kV-CLM-LOT1 | 1000 | 3C x 10 | 2XWY FRLSH | 0.6-1kV | CLM | Area-11 | LOT1 | 3C x 10 CU | 371 | 001 | E1121 -LOT1-0.6-1kV-3C x 10-2XWY FRLSH-1000.0-D001 | 0
596 | PJBPMB2603A-LV-P01 | PJBPMB2603A | 3C x 10-2XWY FRLSH-0.6-1kV-CLM-LOT1 | 1000 | 3C x 10 | 2XWY FRLSH | 0.6-1kV | CLM | Area-11 | LOT1 | 3C x 10 CU | 376 | 023 | E1121 -LOT1-0.6-1kV-3C x 10-2XWY FRLSH-937.0-D023 | 0
612 | HHMB501B-LV-P02 | HHMB501B | 3C x 10-2XWY FRLSH-0.6-1kV-CLM-LOT1 | 1000 | 3C x 10 | 2XWY FRLSH | 0.6-1kV | CLM | Area-13 | LOT1 | 3C x 10 CU | 15 | 004 | E1121 -LOT1-0.6-1kV-3C x 10-2XWY FRLSH-989.0-D004 | 0
616 | FMB501AA-LV-P01 | FMB501AA | 3C x 10-2XWY FRLSH-0.6-1kV-CLM-LOT1 | 1000 | 3C x 10 | 2XWY FRLSH | 0.6-1kV | CLM | Area-13 | LOT1 | 3C x 10 CU | 343 | 029 | E1121 -LOT1-0.6-1kV-3C x 10-2XWY FRLSH-965.0-D029 | 0
619 | FMB501BA-LV-P01 | FMB501BA | 3C x 10-2XWY FRLSH-0.6-1kV-CLM-LOT1 | 1000 | 3C x 10 | 2XWY FRLSH | 0.6-1kV | CLM | Area-13 | LOT1 | 3C x 10 CU | 360 | 028 | E1121 -LOT1-0.6-1kV-3C x 10-2XWY FRLSH-949.0-D028 | 0
626 | PJBPM1201A-LV-P01 | PJBPM1201A | 3C x 10-2XWY FRLSH-0.6-1kV-CLM-LOT1 | 1000 | 3C x 10 | 2XWY FRLSH | 0.6-1kV | CLM | Area-08 | LOT1 | 3C x 10 CU | 201 | 023 | E1121 -LOT1-0.6-1kV-3C x 10-2XWY FRLSH-937.0-D023 | 0
633 | BL1301B-LV-P01 | BL1301B | 3C x 10-2XWY FRLSH-0.6-1kV-CLM-LOT1 | 1000 | 3C x 10 | 2XWY FRLSH | 0.6-1kV | CLM | Area-18 | LOT1 | 3C x 10 CU | 337 | 030 | E1121 -LOT1-0.6-1kV-3C x 10-2XWY FRLSH-953.0-D030 | 0
643 | PM1701B-LV-P02 | PM1701B | 3C x 10-2XWY FRLSH-0.6-1kV-CLM-LOT1 | 1000 | 3C x 10 | 2XWY FRLSH | 0.6-1kV | CLM | Area-14 | LOT1 | 3C x 10 CU | 10 | 003 | E1121 -LOT1-0.6-1kV-3C x 10-2XWY FRLSH-996.0-D003 | 0
650 | PM1704B-LV-P01 | PM1704B | 3C x 10-2XWY FRLSH-0.6-1kV-CLM-LOT1 | 1000 | 3C x 10 | 2XWY FRLSH | 0.6-1kV | CLM | Area-14 | LOT1 | 3C x 10 CU | 287 | 022 | E1121 -LOT1-0.6-1kV-3C x 10-2XWY FRLSH-950.0-D022 | 0
654 | PM1901B-LV-P01 | PM1901B | 3C x 10-2XWY FRLSH-0.6-1kV-CLM-LOT1 | 1000 | 3C x 10 | 2XWY FRLSH | 0.6-1kV | CLM | Area-14 | LOT1 | 3C x 10 CU | 302 | 021 | E1121 -LOT1-0.6-1kV-3C x 10-2XWY FRLSH-853.0-D021 | 0
656 | PJBPM1902A-LV-P01 | PJBPM1902A | 3C x 10-2XWY FRLSH-0.6-1kV-CLM-LOT1 | 1000 | 3C x 10 | 2XWY FRLSH | 0.6-1kV | CLM | Area-14 | LOT1 | 3C x 10 CU | 297 | 025 | E1121 -LOT1-0.6-1kV-3C x 10-2XWY FRLSH-927.0-D025 | 0
665 | PM2252-LV-P02 | PM2252 | 3C x 10-2XWY FRLSH-0.6-1kV-CLM-LOT1 | 1000 | 3C x 10 | 2XWY FRLSH | 0.6-1kV | CLM | Area-11 | LOT1 | 3C x 10 CU | 10 | 001 | E1121 -LOT1-0.6-1kV-3C x 10-2XWY FRLSH-1000.0-D001 | 0
669 | PM2404A-LV-P01 | PM2404A | 3C x 10-2XWY FRLSH-0.6-1kV-CLM-LOT1 | 1000 | 3C x 10 | 2XWY FRLSH | 0.6-1kV | CLM | Area-05 | LOT1 | 3C x 10 CU | 271 | 019 | E1121 -LOT1-0.6-1kV-3C x 10-2XWY FRLSH-887.0-D019 | 0
671 | PM2405B-LV-P01 | PM2405B | 3C x 10-2XWY FRLSH-0.6-1kV-CLM-LOT1 | 1000 | 3C x 10 | 2XWY FRLSH | 0.6-1kV | CLM | Area-05 | LOT1 | 3C x 10 CU | 262 | 016 | E1121 -LOT1-0.6-1kV-3C x 10-2XWY FRLSH-993.0-D016 | 0
673 | PM2502A-LV-P01 | PM2502A | 3C x 10-2XWY FRLSH-0.6-1kV-CLM-LOT1 | 1000 | 3C x 10 | 2XWY FRLSH | 0.6-1kV | CLM | Area-05 | LOT1 | 3C x 10 CU | 345 | 019 | E1121 -LOT1-0.6-1kV-3C x 10-2XWY FRLSH-887.0-D019 | 0
685 | PM3005A-LV-P01 | PM3005A | 3C x 10-2XWY FRLSH-0.6-1kV-CLM-LOT1 | 1000 | 3C x 10 | 2XWY FRLSH | 0.6-1kV | CLM | Area-18 | LOT1 | 3C x 10 CU | 374 | 018 | E1121 -LOT1-0.6-1kV-3C x 10-2XWY FRLSH-981.0-D018 | 0
708 | PM5001A1-LV-P01 | PM5001A1 | 3C x 10-2XWY FRLSH-0.6-1kV-CLM-LOT1 | 1000 | 3C x 10 | 2XWY FRLSH | 0.6-1kV | CLM | Area-17 | LOT1 | 3C x 10 CU | 319 | 015 | E1121 -LOT1-0.6-1kV-3C x 10-2XWY FRLSH-988.0-D015 | 0
710 | PM5001A2-LV-P01 | PM5001A2 | 3C x 10-2XWY FRLSH-0.6-1kV-CLM-LOT1 | 1000 | 3C x 10 | 2XWY FRLSH | 0.6-1kV | CLM | Area-17 | LOT1 | 3C x 10 CU | 319 | 015 | E1121 -LOT1-0.6-1kV-3C x 10-2XWY FRLSH-988.0-D015 | 0
716 | H5001A1-LV-P01 | H5001A1 | 3C x 10-2XWY FRLSH-0.6-1kV-CLM-LOT1 | 1000 | 3C x 10 | 2XWY FRLSH | 0.6-1kV | CLM | Area-17 | LOT1 | 3C x 10 CU | 358 | 027 | E1121 -LOT1-0.6-1kV-3C x 10-2XWY FRLSH-986.0-D027 | 0
734 | PJBPM1201B-LV-P01 | PJBPM1201B | 3C x 10-2XWY FRLSH-0.6-1kV-CLM-LOT1 | 1000 | 3C x 10 | 2XWY FRLSH | 0.6-1kV | CLM | Area-08 | LOT1 | 3C x 10 CU | 201 | 017 | E1121 -LOT1-0.6-1kV-3C x 10-2XWY FRLSH-956.0-D017 | 0
741 | BL1301A-LV-P01 | BL1301A | 3C x 10-2XWY FRLSH-0.6-1kV-CLM-LOT1 | 1000 | 3C x 10 | 2XWY FRLSH | 0.6-1kV | CLM | Area-18 | LOT1 | 3C x 10 CU | 337 | 030 | E1121 -LOT1-0.6-1kV-3C x 10-2XWY FRLSH-953.0-D030 | 0
751 | PM1701A-LV-P02 | PM1701A | 3C x 10-2XWY FRLSH-0.6-1kV-CLM-LOT1 | 1000 | 3C x 10 | 2XWY FRLSH | 0.6-1kV | CLM | Area-14 | LOT1 | 3C x 10 CU | 10 | 004 | E1121 -LOT1-0.6-1kV-3C x 10-2XWY FRLSH-989.0-D004 | 0
758 | PM1704A-LV-P01 | PM1704A | 3C x 10-2XWY FRLSH-0.6-1kV-CLM-LOT1 | 1000 | 3C x 10 | 2XWY FRLSH | 0.6-1kV | CLM | Area-14 | LOT1 | 3C x 10 CU | 287 | 022 | E1121 -LOT1-0.6-1kV-3C x 10-2XWY FRLSH-950.0-D022 | 0
762 | PJBPM1901A-LV-P01 | PJBPM1901A | 3C x 10-2XWY FRLSH-0.6-1kV-CLM-LOT1 | 1000 | 3C x 10 | 2XWY FRLSH | 0.6-1kV | CLM | Area-14 | LOT1 | 3C x 10 CU | 302 | 025 | E1121 -LOT1-0.6-1kV-3C x 10-2XWY FRLSH-927.0-D025 | 0
765 | PM1902B-LV-P01 | PM1902B | 3C x 10-2XWY FRLSH-0.6-1kV-CLM-LOT1 | 1000 | 3C x 10 | 2XWY FRLSH | 0.6-1kV | CLM | Area-14 | LOT1 | 3C x 10 CU | 297 | 021 | E1121 -LOT1-0.6-1kV-3C x 10-2XWY FRLSH-853.0-D021 | 0
774 | PM2404B-LV-P01 | PM2404B | 3C x 10-2XWY FRLSH-0.6-1kV-CLM-LOT1 | 1000 | 3C x 10 | 2XWY FRLSH | 0.6-1kV | CLM | Area-05 | LOT1 | 3C x 10 CU | 271 | 019 | E1121 -LOT1-0.6-1kV-3C x 10-2XWY FRLSH-887.0-D019 | 0
776 | PM2405A-LV-P01 | PM2405A | 3C x 10-2XWY FRLSH-0.6-1kV-CLM-LOT1 | 1000 | 3C x 10 | 2XWY FRLSH | 0.6-1kV | CLM | Area-05 | LOT1 | 3C x 10 CU | 262 | 018 | E1121 -LOT1-0.6-1kV-3C x 10-2XWY FRLSH-981.0-D018 | 0
778 | PM2502B-LV-P01 | PM2502B | 3C x 10-2XWY FRLSH-0.6-1kV-CLM-LOT1 | 1000 | 3C x 10 | 2XWY FRLSH | 0.6-1kV | CLM | Area-05 | LOT1 | 3C x 10 CU | 345 | 018 | E1121 -LOT1-0.6-1kV-3C x 10-2XWY FRLSH-981.0-D018 | 0
789 | PM3005B-LV-P01 | PM3005B | 3C x 10-2XWY FRLSH-0.6-1kV-CLM-LOT1 | 1000 | 3C x 10 | 2XWY FRLSH | 0.6-1kV | CLM | Area-18 | LOT1 | 3C x 10 CU | 374 | 017 | E1121 -LOT1-0.6-1kV-3C x 10-2XWY FRLSH-956.0-D017 | 0
814 | PM5001B1-LV-P01 | PM5001B1 | 3C x 10-2XWY FRLSH-0.6-1kV-CLM-LOT1 | 1000 | 3C x 10 | 2XWY FRLSH | 0.6-1kV | CLM | Area-17 | LOT1 | 3C x 10 CU | 319 | 014 | E1121 -LOT1-0.6-1kV-3C x 10-2XWY FRLSH-882.0-D014 | 0
816 | PM5001B2-LV-P01 | PM5001B2 | 3C x 10-2XWY FRLSH-0.6-1kV-CLM-LOT1 | 1000 | 3C x 10 | 2XWY FRLSH | 0.6-1kV | CLM | Area-17 | LOT1 | 3C x 10 CU | 358 | 014 | E1121 -LOT1-0.6-1kV-3C x 10-2XWY FRLSH-882.0-D014 | 0
822 | H5001B1-LV-P01 | H5001B1 | 3C x 10-2XWY FRLSH-0.6-1kV-CLM-LOT1 | 1000 | 3C x 10 | 2XWY FRLSH | 0.6-1kV | CLM | Area-17 | LOT1 | 3C x 10 CU | 319 | 027 | E1121 -LOT1-0.6-1kV-3C x 10-2XWY FRLSH-986.0-D027 | 0
844 | PMA1403A-LV-P01 | PMA1403A | 3C x 10-2XWY FRLSH-0.6-1kV-CLM-LOT1 | 1000 | 3C x 10 | 2XWY FRLSH | 0.6-1kV | CLM | Area-07 | LOT1 | 3C x 10 CU | 219 | 013 | E1121 -LOT1-0.6-1kV-3C x 10-2XWY FRLSH-951.0-D013 | 0
846 | PMB1403A-LV-P01 | PMB1403A | 3C x 10-2XWY FRLSH-0.6-1kV-CLM-LOT1 | 1000 | 3C x 10 | 2XWY FRLSH | 0.6-1kV | CLM | Area-13 | LOT1 | 3C x 10 CU | 291 | 007 | E1121 -LOT1-0.6-1kV-3C x 10-2XWY FRLSH-879.0-D007 | 0
852 | PM1711B-LV-P01 | PM1711B | 3C x 10-2XWY FRLSH-0.6-1kV-CLM-LOT1 | 1000 | 3C x 10 | 2XWY FRLSH | 0.6-1kV | CLM | Area-14 | LOT1 | 3C x 10 CU | 254 | 021 | E1121 -LOT1-0.6-1kV-3C x 10-2XWY FRLSH-853.0-D021 | 0
854 | PMA1821A-LV-P01 | PMA1821A | 3C x 10-2XWY FRLSH-0.6-1kV-CLM-LOT1 | 1000 | 3C x 10 | 2XWY FRLSH | 0.6-1kV | CLM | Area-08 | LOT1 | 3C x 10 CU | 188 | 012 | E1121 -LOT1-0.6-1kV-3C x 10-2XWY FRLSH-929.0-D012 | 0
856 | PMB1821B-LV-P01 | PMB1821B | 3C x 10-2XWY FRLSH-0.6-1kV-CLM-LOT1 | 1000 | 3C x 10 | 2XWY FRLSH | 0.6-1kV | CLM | Area-14 | LOT1 | 3C x 10 CU | 255 | 006 | E1121 -LOT1-0.6-1kV-3C x 10-2XWY FRLSH-856.0-D006 | 0
889 | PMA2301A-LV-P01 | PMA2301A | 3C x 10-2XWY FRLSH-0.6-1kV-CLM-LOT1 | 1000 | 3C x 10 | 2XWY FRLSH | 0.6-1kV | CLM | Area-11 | LOT1 | 3C x 10 CU | 379 | 010 | E1121 -LOT1-0.6-1kV-3C x 10-2XWY FRLSH-916.0-D010 | 0
891 | PMB2301A-LV-P01 | PMB2301A | 3C x 10-2XWY FRLSH-0.6-1kV-CLM-LOT1 | 1000 | 3C x 10 | 2XWY FRLSH | 0.6-1kV | CLM | Area-11 | LOT1 | 3C x 10 CU | 410 | 002 | E1121 -LOT1-0.6-1kV-3C x 10-2XWY FRLSH-992.0-D002 | 0
893 | PJBPM2401A-LV-P01 | PJBPM2401A | 3C x 10-2XWY FRLSH-0.6-1kV-CLM-LOT1 | 1000 | 3C x 10 | 2XWY FRLSH | 0.6-1kV | CLM | Area-05 | LOT1 | 3C x 10 CU | 328 | 025 | E1121 -LOT1-0.6-1kV-3C x 10-2XWY FRLSH-927.0-D025 | 0
896 | PM2402B-LV-P01 | PM2402B | 3C x 10-2XWY FRLSH-0.6-1kV-CLM-LOT1 | 1000 | 3C x 10 | 2XWY FRLSH | 0.6-1kV | CLM | Area-05 | LOT1 | 3C x 10 CU | 324 | 020 | E1121 -LOT1-0.6-1kV-3C x 10-2XWY FRLSH-951.0-D020 | 0
898 | PM2403A-LV-P01 | PM2403A | 3C x 10-2XWY FRLSH-0.6-1kV-CLM-LOT1 | 1000 | 3C x 10 | 2XWY FRLSH | 0.6-1kV | CLM | Area-05 | LOT1 | 3C x 10 CU | 320 | 020 | E1121 -LOT1-0.6-1kV-3C x 10-2XWY FRLSH-951.0-D020 | 0
910 | PM3006A-LV-P01 | PM3006A | 3C x 10-2XWY FRLSH-0.6-1kV-CLM-LOT1 | 1000 | 3C x 10 | 2XWY FRLSH | 0.6-1kV | CLM | Area-17 | LOT1 | 3C x 10 CU | 381 | 017 | E1121 -LOT1-0.6-1kV-3C x 10-2XWY FRLSH-956.0-D017 | 0
914 | PM3018A-LV-P01 | PM3018A | 3C x 10-2XWY FRLSH-0.6-1kV-CLM-LOT1 | 1000 | 3C x 10 | 2XWY FRLSH | 0.6-1kV | CLM | Area-17 | LOT1 | 3C x 10 CU | 368 | 016 | E1121 -LOT1-0.6-1kV-3C x 10-2XWY FRLSH-993.0-D016 | 0
950 | PMA1403B-LV-P01 | PMA1403B | 3C x 10-2XWY FRLSH-0.6-1kV-CLM-LOT1 | 1000 | 3C x 10 | 2XWY FRLSH | 0.6-1kV | CLM | Area-07 | LOT1 | 3C x 10 CU | 202 | 012 | E1121 -LOT1-0.6-1kV-3C x 10-2XWY FRLSH-929.0-D012 | 0
952 | PMB1403B-LV-P01 | PMB1403B | 3C x 10-2XWY FRLSH-0.6-1kV-CLM-LOT1 | 1000 | 3C x 10 | 2XWY FRLSH | 0.6-1kV | CLM | Area-13 | LOT1 | 3C x 10 CU | 274 | 007 | E1121 -LOT1-0.6-1kV-3C x 10-2XWY FRLSH-879.0-D007 | 0
958 | PJBPM1711A-LV-P01 | PJBPM1711A | 3C x 10-2XWY FRLSH-0.6-1kV-CLM-LOT1 | 1000 | 3C x 10 | 2XWY FRLSH | 0.6-1kV | CLM | Area-14 | LOT1 | 3C x 10 CU | 273 | 026 | E1121 -LOT1-0.6-1kV-3C x 10-2XWY FRLSH-761.0-D026 | 0
961 | PMA1821B-LV-P01 | PMA1821B | 3C x 10-2XWY FRLSH-0.6-1kV-CLM-LOT1 | 1000 | 3C x 10 | 2XWY FRLSH | 0.6-1kV | CLM | Area-08 | LOT1 | 3C x 10 CU | 207 | 011 | E1121 -LOT1-0.6-1kV-3C x 10-2XWY FRLSH-931.0-D011 | 0
963 | PMB1821A-LV-P01 | PMB1821A | 3C x 10-2XWY FRLSH-0.6-1kV-CLM-LOT1 | 1000 | 3C x 10 | 2XWY FRLSH | 0.6-1kV | CLM | Area-14 | LOT1 | 3C x 10 CU | 274 | 006 | E1121 -LOT1-0.6-1kV-3C x 10-2XWY FRLSH-856.0-D006 | 0
997 | PMA2301B-LV-P01 | PMA2301B | 3C x 10-2XWY FRLSH-0.6-1kV-CLM-LOT1 | 1000 | 3C x 10 | 2XWY FRLSH | 0.6-1kV | CLM | Area-11 | LOT1 | 3C x 10 CU | 361 | 010 | E1121 -LOT1-0.6-1kV-3C x 10-2XWY FRLSH-916.0-D010 | 0
999 | PMB2301B-LV-P01 | PMB2301B | 3C x 10-2XWY FRLSH-0.6-1kV-CLM-LOT1 | 1000 | 3C x 10 | 2XWY FRLSH | 0.6-1kV | CLM | Area-11 | LOT1 | 3C x 10 CU | 392 | 002 | E1121 -LOT1-0.6-1kV-3C x 10-2XWY FRLSH-992.0-D002 | 0
1001 | PJBPM2401B-LV-P01 | PJBPM2401B | 3C x 10-2XWY FRLSH-0.6-1kV-CLM-LOT1 | 1000 | 3C x 10 | 2XWY FRLSH | 0.6-1kV | CLM | Area-05 | LOT1 | 3C x 10 CU | 315 | 024 | E1121 -LOT1-0.6-1kV-3C x 10-2XWY FRLSH-986.0-D024 | 0
1004 | PJBPM2402A-LV-P01 | PJBPM2402A | 3C x 10-2XWY FRLSH-0.6-1kV-CLM-LOT1 | 1000 | 3C x 10 | 2XWY FRLSH | 0.6-1kV | CLM | Area-05 | LOT1 | 3C x 10 CU | 311 | 024 | E1121 -LOT1-0.6-1kV-3C x 10-2XWY FRLSH-986.0-D024 | 0
1007 | PM2403B-LV-P01 | PM2403B | 3C x 10-2XWY FRLSH-0.6-1kV-CLM-LOT1 | 1000 | 3C x 10 | 2XWY FRLSH | 0.6-1kV | CLM | Area-05 | LOT1 | 3C x 10 CU | 307 | 020 | E1121 -LOT1-0.6-1kV-3C x 10-2XWY FRLSH-951.0-D020 | 0
1019 | PM3006B-LV-P01 | PM3006B | 3C x 10-2XWY FRLSH-0.6-1kV-CLM-LOT1 | 1000 | 3C x 10 | 2XWY FRLSH | 0.6-1kV | CLM | Area-17 | LOT1 | 3C x 10 CU | 363 | 016 | E1121 -LOT1-0.6-1kV-3C x 10-2XWY FRLSH-993.0-D016 | 0
1023 | PM3018B-LV-P01 | PM3018B | 3C x 10-2XWY FRLSH-0.6-1kV-CLM-LOT1 | 1000 | 3C x 10 | 2XWY FRLSH | 0.6-1kV | CLM | Area-17 | LOT1 | 3C x 10 CU | 350 | 015 | E1121 -LOT1-0.6-1kV-3C x 10-2XWY FRLSH-988.0-D015 | 0

## Sheet14
Serial Drum Number | Type | Cables | Drum Length | Cable and lengths | Drum Number
001 | 10C x 2.5-2XFY FRLSH-0.6-1kV-CLM-LOT1 | ['PM0001A-LV-C02', 'LCP-KM5001B-LV-C03'] | 958 | [1, ['PM0001A-LV-C02', 564.0], ['LCP-KM5001B-LV-C03', 394.0]] | E1121 -LOT1-0.6-1kV-10C x 2.5-2XFY FRLSH-958.0-D001
002 | 10C x 2.5-2XFY FRLSH-0.6-1kV-CLM-LOT1 | ['PM0001A-LV-C01', 'LCP-KM5001B-LV-C02'] | 958 | [2, ['PM0001A-LV-C01', 564.0], ['LCP-KM5001B-LV-C02', 394.0]] | E1121 -LOT1-0.6-1kV-10C x 2.5-2XFY FRLSH-958.0-D002
003 | 10C x 2.5-2XFY FRLSH-0.6-1kV-CLM-LOT1 | ['LCP-PM0003B-LV-C02', 'LCP-KM5001A-LV-C03'] | 941 | [3, ['LCP-PM0003B-LV-C02', 547.0], ['LCP-KM5001A-LV-C03', 394.0]] | E1121 -LOT1-0.6-1kV-10C x 2.5-2XFY FRLSH-941.0-D003
004 | 10C x 2.5-2XFY FRLSH-0.6-1kV-CLM-LOT1 | ['LCP-PM0003B-LV-C01', 'LCP-KM5001A-LV-C02'] | 941 | [4, ['LCP-PM0003B-LV-C01', 547.0], ['LCP-KM5001A-LV-C02', 394.0]] | E1121 -LOT1-0.6-1kV-10C x 2.5-2XFY FRLSH-941.0-D004
005 | 10C x 2.5-2XFY FRLSH-0.6-1kV-CLM-LOT1 | ['LCP-PM0003A-LV-C02'] | 526 | [5, ['LCP-PM0003A-LV-C02', 526.0]] | E1121 -LOT1-0.6-1kV-10C x 2.5-2XFY FRLSH-526.0-D005
006 | 10C x 2.5-2XFY FRLSH-0.6-1kV-CLM-LOT1 | ['LCP-PM0003A-LV-C01'] | 526 | [6, ['LCP-PM0003A-LV-C01', 526.0]] | E1121 -LOT1-0.6-1kV-10C x 2.5-2XFY FRLSH-526.0-D006
007 | 10C x 2.5-2XFY FRLSH-0.6-1kV-CLM-LOT1 | ['LCP-PM0001B-LV-C02'] | 570 | [7, ['LCP-PM0001B-LV-C02', 570.0]] | E1121 -LOT1-0.6-1kV-10C x 2.5-2XFY FRLSH-570.0-D007
008 | 10C x 2.5-2XFY FRLSH-0.6-1kV-CLM-LOT1 | ['LCP-PM0001B-LV-C01'] | 570 | [8, ['LCP-PM0001B-LV-C01', 570.0]] | E1121 -LOT1-0.6-1kV-10C x 2.5-2XFY FRLSH-570.0-D008
009 | 3C x 10-2XWY FRLSH-0.6-1kV-CLM-LOT1 | ['PMB1301A-LV-P01', 'PMA2601B-LV-P01', 'PMA2601A-LV-P01'] | 971 | [9, ['PMB1301A-LV-P01', 255.0], ['PMA2601B-LV-P01', 358.0], ['PMA2601A-LV-P01', 358.0]] | E1121 -LOT1-0.6-1kV-3C x 10-2XWY FRLSH-971.0-D009
010 | 3C x 10-2XWY FRLSH-0.6-1kV-CLM-LOT1 | ['PMA2301B-LV-P01', 'PMA2301A-LV-P01', 'PMA1832A-LV-P01'] | 916 | [10, ['PMA2301B-LV-P01', 361.0], ['PMA2301A-LV-P01', 379.0], ['PMA1832A-LV-P01', 176.0]] | E1121 -LOT1-0.6-1kV-3C x 10-2XWY FRLSH-916.0-D010
011 | 3C x 10-2XWY FRLSH-0.6-1kV-CLM-LOT1 | ['PMA1824B-LV-P01', 'PMA1824A-LV-P01', 'PMA1822B-LV-P01', 'PMA1822A-LV-P01', 'PMA1821B-LV-P01'] | 931 | [11, ['PMA1824B-LV-P01', 181.0], ['PMA1824A-LV-P01', 181.0], ['PMA1822B-LV-P01', 181.0], ['PMA1822A-LV-P01', 181.0], ['PMA1821B-LV-P01', 207.0]] | E1121 -LOT1-0.6-1kV-3C x 10-2XWY FRLSH-931.0-D011
012 | 3C x 10-2XWY FRLSH-0.6-1kV-CLM-LOT1 | ['PMA1821A-LV-P01', 'PMA1501B-LV-P01', 'PMA1501A-LV-P01', 'PMA1403B-LV-P01'] | 929 | [12, ['PMA1821A-LV-P01', 188.0], ['PMA1501B-LV-P01', 276.0], ['PMA1501A-LV-P01', 263.0], ['PMA1403B-LV-P01', 202.0]] | E1121 -LOT1-0.6-1kV-3C x 10-2XWY FRLSH-929.0-D012
013 | 3C x 10-2XWY FRLSH-0.6-1kV-CLM-LOT1 | ['PMA1403A-LV-P01', 'PMA1302B-LV-P01', 'PMA1302A-LV-P01', 'PMA1301B-LV-P01'] | 951 | [13, ['PMA1403A-LV-P01', 219.0], ['PMA1302B-LV-P01', 216.0], ['PMA1302A-LV-P01', 216.0], ['PMA1301B-LV-P01', 300.0]] | E1121 -LOT1-0.6-1kV-3C x 10-2XWY FRLSH-951.0-D013
014 | 3C x 10-2XWY FRLSH-0.6-1kV-CLM-LOT1 | ['PMA1301A-LV-P01', 'PM5001B2-LV-P01', 'PM5001B1-LV-P01'] | 882 | [14, ['PMA1301A-LV-P01', 205.0], ['PM5001B2-LV-P01', 358.0], ['PM5001B1-LV-P01', 319.0]] | E1121 -LOT1-0.6-1kV-3C x 10-2XWY FRLSH-882.0-D014
015 | 3C x 10-2XWY FRLSH-0.6-1kV-CLM-LOT1 | ['PM5001A2-LV-P01', 'PM5001A1-LV-P01', 'PM3018B-LV-P01'] | 988 | [15, ['PM5001A2-LV-P01', 319.0], ['PM5001A1-LV-P01', 319.0], ['PM3018B-LV-P01', 350.0]] | E1121 -LOT1-0.6-1kV-3C x 10-2XWY FRLSH-988.0-D015
016 | 3C x 10-2XWY FRLSH-0.6-1kV-CLM-LOT1 | ['PM3018A-LV-P01', 'PM3006B-LV-P01', 'PM2405B-LV-P01'] | 993 | [16, ['PM3018A-LV-P01', 368.0], ['PM3006B-LV-P01', 363.0], ['PM2405B-LV-P01', 262.0]] | E1121 -LOT1-0.6-1kV-3C x 10-2XWY FRLSH-993.0-D016
017 | 3C x 10-2XWY FRLSH-0.6-1kV-CLM-LOT1 | ['PM3006A-LV-P01', 'PM3005B-LV-P01', 'PJBPM1201B-LV-P01'] | 956 | [17, ['PM3006A-LV-P01', 381.0], ['PM3005B-LV-P01', 374.0], ['PJBPM1201B-LV-P01', 201.0]] | E1121 -LOT1-0.6-1kV-3C x 10-2XWY FRLSH-956.0-D017
018 | 3C x 10-2XWY FRLSH-0.6-1kV-CLM-LOT1 | ['PM3005A-LV-P01', 'PM2502B-LV-P01', 'PM2405A-LV-P01'] | 981 | [18, ['PM3005A-LV-P01', 374.0], ['PM2502B-LV-P01', 345.0], ['PM2405A-LV-P01', 262.0]] | E1121 -LOT1-0.6-1kV-3C x 10-2XWY FRLSH-981.0-D018
019 | 3C x 10-2XWY FRLSH-0.6-1kV-CLM-LOT1 | ['PM2502A-LV-P01', 'PM2404B-LV-P01', 'PM2404A-LV-P01'] | 887 | [19, ['PM2502A-LV-P01', 345.0], ['PM2404B-LV-P01', 271.0], ['PM2404A-LV-P01', 271.0]] | E1121 -LOT1-0.6-1kV-3C x 10-2XWY FRLSH-887.0-D019
020 | 3C x 10-2XWY FRLSH-0.6-1kV-CLM-LOT1 | ['PM2403B-LV-P01', 'PM2403A-LV-P01', 'PM2402B-LV-P01'] | 951 | [20, ['PM2403B-LV-P01', 307.0], ['PM2403A-LV-P01', 320.0], ['PM2402B-LV-P01', 324.0]] | E1121 -LOT1-0.6-1kV-3C x 10-2XWY FRLSH-951.0-D020
021 | 3C x 10-2XWY FRLSH-0.6-1kV-CLM-LOT1 | ['PM1902B-LV-P01', 'PM1901B-LV-P01', 'PM1711B-LV-P01'] | 853 | [21, ['PM1902B-LV-P01', 297.0], ['PM1901B-LV-P01', 302.0], ['PM1711B-LV-P01', 254.0]] | E1121 -LOT1-0.6-1kV-3C x 10-2XWY FRLSH-853.0-D021
022 | 3C x 10-2XWY FRLSH-0.6-1kV-CLM-LOT1 | ['PM1704B-LV-P01', 'PM1704A-LV-P01', 'PJBPMB2603B-LV-P01'] | 950 | [22, ['PM1704B-LV-P01', 287.0], ['PM1704A-LV-P01', 287.0], ['PJBPMB2603B-LV-P01', 376.0]] | E1121 -LOT1-0.6-1kV-3C x 10-2XWY FRLSH-950.0-D022
023 | 3C x 10-2XWY FRLSH-0.6-1kV-CLM-LOT1 | ['PJBPMB2603A-LV-P01', 'PJBPMA2603B-LV-P01', 'PJBPM1201A-LV-P01'] | 937 | [23, ['PJBPMB2603A-LV-P01', 376.0], ['PJBPMA2603B-LV-P01', 360.0], ['PJBPM1201A-LV-P01', 201.0]] | E1121 -LOT1-0.6-1kV-3C x 10-2XWY FRLSH-937.0-D023
024 | 3C x 10-2XWY FRLSH-0.6-1kV-CLM-LOT1 | ['PJBPMA2603A-LV-P01', 'PJBPM2402A-LV-P01', 'PJBPM2401B-LV-P01'] | 986 | [24, ['PJBPMA2603A-LV-P01', 360.0], ['PJBPM2402A-LV-P01', 311.0], ['PJBPM2401B-LV-P01', 315.0]] | E1121 -LOT1-0.6-1kV-3C x 10-2XWY FRLSH-986.0-D024
025 | 3C x 10-2XWY FRLSH-0.6-1kV-CLM-LOT1 | ['PJBPM2401A-LV-P01', 'PJBPM1902A-LV-P01', 'PJBPM1901A-LV-P01'] | 927 | [25, ['PJBPM2401A-LV-P01', 328.0], ['PJBPM1902A-LV-P01', 297.0], ['PJBPM1901A-LV-P01', 302.0]] | E1121 -LOT1-0.6-1kV-3C x 10-2XWY FRLSH-927.0-D025
026 | 3C x 10-2XWY FRLSH-0.6-1kV-CLM-LOT1 | ['PJBPM1711A-LV-P01', 'HHMA501B-LV-P01', 'HHMA501A-LV-P01'] | 761 | [26, ['PJBPM1711A-LV-P01', 273.0], ['HHMA501B-LV-P01', 250.0], ['HHMA501A-LV-P01', 238.0]] | E1121 -LOT1-0.6-1kV-3C x 10-2XWY FRLSH-761.0-D026
027 | 3C x 10-2XWY FRLSH-0.6-1kV-CLM-LOT1 | ['H5001B1-LV-P01', 'H5001A1-LV-P01', 'FMA501BB-LV-P01'] | 986 | [27, ['H5001B1-LV-P01', 319.0], ['H5001A1-LV-P01', 358.0], ['FMA501BB-LV-P01', 309.0]] | E1121 -LOT1-0.6-1kV-3C x 10-2XWY FRLSH-986.0-D027
028 | 3C x 10-2XWY FRLSH-0.6-1kV-CLM-LOT1 | ['FMB501BB-LV-P01', 'FMB501BA-LV-P01', 'FMA501BA-LV-P01'] | 949 | [28, ['FMB501BB-LV-P01', 333.0], ['FMB501BA-LV-P01', 360.0], ['FMA501BA-LV-P01', 256.0]] | E1121 -LOT1-0.6-1kV-3C x 10-2XWY FRLSH-949.0-D028
029 | 3C x 10-2XWY FRLSH-0.6-1kV-CLM-LOT1 | ['FMB501AB-LV-P01', 'FMB501AA-LV-P01', 'FMA501AB-LV-P01'] | 965 | [29, ['FMB501AB-LV-P01', 331.0], ['FMB501AA-LV-P01', 343.0], ['FMA501AB-LV-P01', 291.0]] | E1121 -LOT1-0.6-1kV-3C x 10-2XWY FRLSH-965.0-D029
030 | 3C x 10-2XWY FRLSH-0.6-1kV-CLM-LOT1 | ['FMA501AA-LV-P01', 'BL1301B-LV-P01', 'BL1301A-LV-P01'] | 953 | [30, ['FMA501AA-LV-P01', 279.0], ['BL1301B-LV-P01', 337.0], ['BL1301A-LV-P01', 337.0]] | E1121 -LOT1-0.6-1kV-3C x 10-2XWY FRLSH-953.0-D030

## Sheet15
Sr.No. | Cable Tag | To Equipment Tag No. | Type | Max Drum Length | Cable Size | Cable Type | Service Voltage | Area | Sub-Area | LOT | Core Identification | Cable Length | Consolidated Drum Serial Number | Consolidated Drum Number | Jointing Kits
73 | PM0001A-LV-C01 | PM0001A | 10C x 2.5-2XFY FRLSH-0.6-1kV-CLM-LOT1 | 1000 | 10C x 2.5 | 2XFY FRLSH | 0.6-1kV | CLM | Area-20 | LOT1 | 10C x 2.5 CU | 564 | 002 | E1121 -LOT1-0.6-1kV-10C x 2.5-2XFY FRLSH-958.0-D002 | 0
74 | PM0001A-LV-C02 | PM0001A | 10C x 2.5-2XFY FRLSH-0.6-1kV-CLM-LOT1 | 1000 | 10C x 2.5 | 2XFY FRLSH | 0.6-1kV | CLM | Area-20 | LOT1 | 10C x 2.5 CU | 564 | 001 | E1121 -LOT1-0.6-1kV-10C x 2.5-2XFY FRLSH-958.0-D001 | 0
85 | LCP-KM5001A-LV-C02 | LCP-KM5001A | 10C x 2.5-2XFY FRLSH-0.6-1kV-CLM-LOT1 | 1000 | 10C x 2.5 | 2XFY FRLSH | 0.6-1kV | CLM | Area-17 | LOT1 | 10C x 2.5 CU | 394 | 004 | E1121 -LOT1-0.6-1kV-10C x 2.5-2XFY FRLSH-941.0-D004 | 0
86 | LCP-KM5001A-LV-C03 | LCP-KM5001A | 10C x 2.5-2XFY FRLSH-0.6-1kV-CLM-LOT1 | 1000 | 10C x 2.5 | 2XFY FRLSH | 0.6-1kV | CLM | Area-17 | LOT1 | 10C x 2.5 CU | 394 | 003 | E1121 -LOT1-0.6-1kV-10C x 2.5-2XFY FRLSH-941.0-D003 | 0
127 | LCP-PM0001B-LV-C01 | LCP-PM0001B | 10C x 2.5-2XFY FRLSH-0.6-1kV-CLM-LOT1 | 1000 | 10C x 2.5 | 2XFY FRLSH | 0.6-1kV | CLM | Area-20 | LOT1 | 10C x 2.5 CU | 570 | 008 | E1121 -LOT1-0.6-1kV-10C x 2.5-2XFY FRLSH-570.0-D008 | 0
128 | LCP-PM0001B-LV-C02 | LCP-PM0001B | 10C x 2.5-2XFY FRLSH-0.6-1kV-CLM-LOT1 | 1000 | 10C x 2.5 | 2XFY FRLSH | 0.6-1kV | CLM | Area-20 | LOT1 | 10C x 2.5 CU | 570 | 007 | E1121 -LOT1-0.6-1kV-10C x 2.5-2XFY FRLSH-570.0-D007 | 0
155 | LCP-KM5001B-LV-C02 | LCP-KM5001B | 10C x 2.5-2XFY FRLSH-0.6-1kV-CLM-LOT1 | 1000 | 10C x 2.5 | 2XFY FRLSH | 0.6-1kV | CLM | Area-17 | LOT1 | 10C x 2.5 CU | 394 | 002 | E1121 -LOT1-0.6-1kV-10C x 2.5-2XFY FRLSH-958.0-D002 | 0
156 | LCP-KM5001B-LV-C03 | LCP-KM5001B | 10C x 2.5-2XFY FRLSH-0.6-1kV-CLM-LOT1 | 1000 | 10C x 2.5 | 2XFY FRLSH | 0.6-1kV | CLM | Area-17 | LOT1 | 10C x 2.5 CU | 394 | 001 | E1121 -LOT1-0.6-1kV-10C x 2.5-2XFY FRLSH-958.0-D001 | 0
878 | LCP-PM0003B-LV-C01 | LCP-PM0003B | 10C x 2.5-2XFY FRLSH-0.6-1kV-CLM-LOT1 | 1000 | 10C x 2.5 | 2XFY FRLSH | 0.6-1kV | CLM | Area-20 | LOT1 | 10C x 2.5 CU | 547 | 004 | E1121 -LOT1-0.6-1kV-10C x 2.5-2XFY FRLSH-941.0-D004 | 0
879 | LCP-PM0003B-LV-C02 | LCP-PM0003B | 10C x 2.5-2XFY FRLSH-0.6-1kV-CLM-LOT1 | 1000 | 10C x 2.5 | 2XFY FRLSH | 0.6-1kV | CLM | Area-20 | LOT1 | 10C x 2.5 CU | 547 | 003 | E1121 -LOT1-0.6-1kV-10C x 2.5-2XFY FRLSH-941.0-D003 | 0
985 | LCP-PM0003A-LV-C01 | LCP-PM0003A | 10C x 2.5-2XFY FRLSH-0.6-1kV-CLM-LOT1 | 1000 | 10C x 2.5 | 2XFY FRLSH | 0.6-1kV | CLM | Area-20 | LOT1 | 10C x 2.5 CU | 526 | 006 | E1121 -LOT1-0.6-1kV-10C x 2.5-2XFY FRLSH-526.0-D006 | 0
986 | LCP-PM0003A-LV-C02 | LCP-PM0003A | 10C x 2.5-2XFY FRLSH-0.6-1kV-CLM-LOT1 | 1000 | 10C x 2.5 | 2XFY FRLSH | 0.6-1kV | CLM | Area-20 | LOT1 | 10C x 2.5 CU | 526 | 005 | E1121 -LOT1-0.6-1kV-10C x 2.5-2XFY FRLSH-526.0-D005 | 0
428 | FMA501BA-LV-P01 | FMA501BA | 3C x 10-2XWY FRLSH-0.6-1kV-CLM-LOT1 | 1000 | 3C x 10 | 2XWY FRLSH | 0.6-1kV | CLM | Area-07 | LOT1 | 3C x 10 CU | 256 | 028 | E1121 -LOT1-0.6-1kV-3C x 10-2XWY FRLSH-949.0-D028 | 0
435 | PMA1301A-LV-P01 | PMA1301A | 3C x 10-2XWY FRLSH-0.6-1kV-CLM-LOT1 | 1000 | 3C x 10 | 2XWY FRLSH | 0.6-1kV | CLM | Area-06 | LOT1 | 3C x 10 CU | 205 | 014 | E1121 -LOT1-0.6-1kV-3C x 10-2XWY FRLSH-882.0-D014 | 0
437 | PMA1302A-LV-P01 | PMA1302A | 3C x 10-2XWY FRLSH-0.6-1kV-CLM-LOT1 | 1000 | 3C x 10 | 2XWY FRLSH | 0.6-1kV | CLM | Area-06 | LOT1 | 3C x 10 CU | 216 | 013 | E1121 -LOT1-0.6-1kV-3C x 10-2XWY FRLSH-951.0-D013 | 0
445 | PMA1501B-LV-P01 | PMA1501B | 3C x 10-2XWY FRLSH-0.6-1kV-CLM-LOT1 | 1000 | 3C x 10 | 2XWY FRLSH | 0.6-1kV | CLM | Area-07 | LOT1 | 3C x 10 CU | 276 | 012 | E1121 -LOT1-0.6-1kV-3C x 10-2XWY FRLSH-929.0-D012 | 0
452 | PMA1822B-LV-P01 | PMA1822B | 3C x 10-2XWY FRLSH-0.6-1kV-CLM-LOT1 | 1000 | 3C x 10 | 2XWY FRLSH | 0.6-1kV | CLM | Area-08 | LOT1 | 3C x 10 CU | 181 | 011 | E1121 -LOT1-0.6-1kV-3C x 10-2XWY FRLSH-931.0-D011 | 0
454 | PMA1824B-LV-P01 | PMA1824B | 3C x 10-2XWY FRLSH-0.6-1kV-CLM-LOT1 | 1000 | 3C x 10 | 2XWY FRLSH | 0.6-1kV | CLM | Area-08 | LOT1 | 3C x 10 CU | 181 | 011 | E1121 -LOT1-0.6-1kV-3C x 10-2XWY FRLSH-931.0-D011 | 0
456 | PMA1832B-LV-P01 | PMA1832B | 3C x 10-2XWY FRLSH-0.6-1kV-CLM-LOT1 | 1000 | 3C x 10 | 2XWY FRLSH | 0.6-1kV | CLM | Area-08 | LOT1 | 3C x 10 CU | 176 | 008 | E1121 -LOT1-0.6-1kV-3C x 10-2XWY FRLSH-965.0-D008 | 0
460 | PMA1842B-LV-P01 | PMA1842B | 3C x 10-2XWY FRLSH-0.6-1kV-CLM-LOT1 | 1000 | 3C x 10 | 2XWY FRLSH | 0.6-1kV | CLM | Area-08 | LOT1 | 3C x 10 CU | 169 | 004 | E1121 -LOT1-0.6-1kV-3C x 10-2XWY FRLSH-989.0-D004 | 0
464 | PMA1851B-LV-P01 | PMA1851B | 3C x 10-2XWY FRLSH-0.6-1kV-CLM-LOT1 | 1000 | 3C x 10 | 2XWY FRLSH | 0.6-1kV | CLM | Area-08 | LOT1 | 3C x 10 CU | 190 | 002 | E1121 -LOT1-0.6-1kV-3C x 10-2XWY FRLSH-992.0-D002 | 0
469 | PMA2601B-LV-P01 | PMA2601B | 3C x 10-2XWY FRLSH-0.6-1kV-CLM-LOT1 | 1000 | 3C x 10 | 2XWY FRLSH | 0.6-1kV | CLM | Area-11 | LOT1 | 3C x 10 CU | 358 | 009 | E1121 -LOT1-0.6-1kV-3C x 10-2XWY FRLSH-971.0-D009 | 0
471 | PJBPMA2603B-LV-P01 | PJBPMA2603B | 3C x 10-2XWY FRLSH-0.6-1kV-CLM-LOT1 | 1000 | 3C x 10 | 2XWY FRLSH | 0.6-1kV | CLM | Area-11 | LOT1 | 3C x 10 CU | 360 | 023 | E1121 -LOT1-0.6-1kV-3C x 10-2XWY FRLSH-937.0-D023 | 0
484 | HHMA501B-LV-P01 | HHMA501B | 3C x 10-2XWY FRLSH-0.6-1kV-CLM-LOT1 | 1000 | 3C x 10 | 2XWY FRLSH | 0.6-1kV | CLM | Area-07 | LOT1 | 3C x 10 CU | 250 | 026 | E1121 -LOT1-0.6-1kV-3C x 10-2XWY FRLSH-761.0-D026 | 0
488 | FMA501AB-LV-P01 | FMA501AB | 3C x 10-2XWY FRLSH-0.6-1kV-CLM-LOT1 | 1000 | 3C x 10 | 2XWY FRLSH | 0.6-1kV | CLM | Area-07 | LOT1 | 3C x 10 CU | 291 | 029 | E1121 -LOT1-0.6-1kV-3C x 10-2XWY FRLSH-965.0-D029 | 0
491 | FMA501BB-LV-P01 | FMA501BB | 3C x 10-2XWY FRLSH-0.6-1kV-CLM-LOT1 | 1000 | 3C x 10 | 2XWY FRLSH | 0.6-1kV | CLM | Area-07 | LOT1 | 3C x 10 CU | 309 | 027 | E1121 -LOT1-0.6-1kV-3C x 10-2XWY FRLSH-986.0-D027 | 0
498 | PMB1301B-LV-P01 | PMB1301B | 3C x 10-2XWY FRLSH-0.6-1kV-CLM-LOT1 | 1000 | 3C x 10 | 2XWY FRLSH | 0.6-1kV | CLM | Area-12 | LOT1 | 3C x 10 CU | 255 | 008 | E1121 -LOT1-0.6-1kV-3C x 10-2XWY FRLSH-965.0-D008 | 0
500 | PMB1302B-LV-P01 | PMB1302B | 3C x 10-2XWY FRLSH-0.6-1kV-CLM-LOT1 | 1000 | 3C x 10 | 2XWY FRLSH | 0.6-1kV | CLM | Area-12 | LOT1 | 3C x 10 CU | 267 | 008 | E1121 -LOT1-0.6-1kV-3C x 10-2XWY FRLSH-965.0-D008 | 0
508 | PMB1501A-LV-P01 | PMB1501A | 3C x 10-2XWY FRLSH-0.6-1kV-CLM-LOT1 | 1000 | 3C x 10 | 2XWY FRLSH | 0.6-1kV | CLM | Area-13 | LOT1 | 3C x 10 CU | 314 | 007 | E1121 -LOT1-0.6-1kV-3C x 10-2XWY FRLSH-879.0-D007 | 0
515 | PMB1822A-LV-P01 | PMB1822A | 3C x 10-2XWY FRLSH-0.6-1kV-CLM-LOT1 | 1000 | 3C x 10 | 2XWY FRLSH | 0.6-1kV | CLM | Area-14 | LOT1 | 3C x 10 CU | 269 | 005 | E1121 -LOT1-0.6-1kV-3C x 10-2XWY FRLSH-971.0-D005 | 0
517 | PMB1824B-LV-P01 | PMB1824B | 3C x 10-2XWY FRLSH-0.6-1kV-CLM-LOT1 | 1000 | 3C x 10 | 2XWY FRLSH | 0.6-1kV | CLM | Area-14 | LOT1 | 3C x 10 CU | 264 | 004 | E1121 -LOT1-0.6-1kV-3C x 10-2XWY FRLSH-989.0-D004 | 0
519 | PMB1832A-LV-P01 | PMB1832A | 3C x 10-2XWY FRLSH-0.6-1kV-CLM-LOT1 | 1000 | 3C x 10 | 2XWY FRLSH | 0.6-1kV | CLM | Area-14 | LOT1 | 3C x 10 CU | 258 | 004 | E1121 -LOT1-0.6-1kV-3C x 10-2XWY FRLSH-989.0-D004 | 0
523 | PMB1842B-LV-P01 | PMB1842B | 3C x 10-2XWY FRLSH-0.6-1kV-CLM-LOT1 | 1000 | 3C x 10 | 2XWY FRLSH | 0.6-1kV | CLM | Area-14 | LOT1 | 3C x 10 CU | 248 | 001 | E1121 -LOT1-0.6-1kV-3C x 10-2XWY FRLSH-1000.0-D001 | 0
525 | PMB1851A-LV-P01 | PMB1851A | 3C x 10-2XWY FRLSH-0.6-1kV-CLM-LOT1 | 1000 | 3C x 10 | 2XWY FRLSH | 0.6-1kV | CLM | Area-14 | LOT1 | 3C x 10 CU | 274 | 003 | E1121 -LOT1-0.6-1kV-3C x 10-2XWY FRLSH-996.0-D003 | 0
530 | PMB2601A-LV-P01 | PMB2601A | 3C x 10-2XWY FRLSH-0.6-1kV-CLM-LOT1 | 1000 | 3C x 10 | 2XWY FRLSH | 0.6-1kV | CLM | Area-11 | LOT1 | 3C x 10 CU | 371 | 001 | E1121 -LOT1-0.6-1kV-3C x 10-2XWY FRLSH-1000.0-D001 | 0
532 | PJBPMB2603B-LV-P01 | PJBPMB2603B | 3C x 10-2XWY FRLSH-0.6-1kV-CLM-LOT1 | 1000 | 3C x 10 | 2XWY FRLSH | 0.6-1kV | CLM | Area-11 | LOT1 | 3C x 10 CU | 376 | 022 | E1121 -LOT1-0.6-1kV-3C x 10-2XWY FRLSH-950.0-D022 | 0
548 | HHMB501A-LV-P02 | HHMB501A | 3C x 10-2XWY FRLSH-0.6-1kV-CLM-LOT1 | 1000 | 3C x 10 | 2XWY FRLSH | 0.6-1kV | CLM | Area-13 | LOT1 | 3C x 10 CU | 15 | 004 | E1121 -LOT1-0.6-1kV-3C x 10-2XWY FRLSH-989.0-D004 | 0
552 | FMB501AB-LV-P01 | FMB501AB | 3C x 10-2XWY FRLSH-0.6-1kV-CLM-LOT1 | 1000 | 3C x 10 | 2XWY FRLSH | 0.6-1kV | CLM | Area-13 | LOT1 | 3C x 10 CU | 331 | 029 | E1121 -LOT1-0.6-1kV-3C x 10-2XWY FRLSH-965.0-D029 | 0
555 | FMB501BB-LV-P01 | FMB501BB | 3C x 10-2XWY FRLSH-0.6-1kV-CLM-LOT1 | 1000 | 3C x 10 | 2XWY FRLSH | 0.6-1kV | CLM | Area-13 | LOT1 | 3C x 10 CU | 333 | 028 | E1121 -LOT1-0.6-1kV-3C x 10-2XWY FRLSH-949.0-D028 | 0
562 | PMB1301A-LV-P01 | PMB1301A | 3C x 10-2XWY FRLSH-0.6-1kV-CLM-LOT1 | 1000 | 3C x 10 | 2XWY FRLSH | 0.6-1kV | CLM | Area-12 | LOT1 | 3C x 10 CU | 255 | 009 | E1121 -LOT1-0.6-1kV-3C x 10-2XWY FRLSH-971.0-D009 | 0
564 | PMB1302A-LV-P01 | PMB1302A | 3C x 10-2XWY FRLSH-0.6-1kV-CLM-LOT1 | 1000 | 3C x 10 | 2XWY FRLSH | 0.6-1kV | CLM | Area-12 | LOT1 | 3C x 10 CU | 267 | 008 | E1121 -LOT1-0.6-1kV-3C x 10-2XWY FRLSH-965.0-D008 | 0
570 | PMB1501B-LV-P01 | PMB1501B | 3C x 10-2XWY FRLSH-0.6-1kV-CLM-LOT1 | 1000 | 3C x 10 | 2XWY FRLSH | 0.6-1kV | CLM | Area-13 | LOT1 | 3C x 10 CU | 327 | 006 | E1121 -LOT1-0.6-1kV-3C x 10-2XWY FRLSH-856.0-D006 | 0
577 | PMB1822B-LV-P01 | PMB1822B | 3C x 10-2XWY FRLSH-0.6-1kV-CLM-LOT1 | 1000 | 3C x 10 | 2XWY FRLSH | 0.6-1kV | CLM | Area-14 | LOT1 | 3C x 10 CU | 269 | 005 | E1121 -LOT1-0.6-1kV-3C x 10-2XWY FRLSH-971.0-D005 | 0
579 | PMB1824A-LV-P01 | PMB1824A | 3C x 10-2XWY FRLSH-0.6-1kV-CLM-LOT1 | 1000 | 3C x 10 | 2XWY FRLSH | 0.6-1kV | CLM | Area-14 | LOT1 | 3C x 10 CU | 264 | 005 | E1121 -LOT1-0.6-1kV-3C x 10-2XWY FRLSH-971.0-D005 | 0
581 | PMB1832B-LV-P01 | PMB1832B | 3C x 10-2XWY FRLSH-0.6-1kV-CLM-LOT1 | 1000 | 3C x 10 | 2XWY FRLSH | 0.6-1kV | CLM | Area-14 | LOT1 | 3C x 10 CU | 258 | 004 | E1121 -LOT1-0.6-1kV-3C x 10-2XWY FRLSH-989.0-D004 | 0
585 | PMB1842A-LV-P01 | PMB1842A | 3C x 10-2XWY FRLSH-0.6-1kV-CLM-LOT1 | 1000 | 3C x 10 | 2XWY FRLSH | 0.6-1kV | CLM | Area-14 | LOT1 | 3C x 10 CU | 248 | 003 | E1121 -LOT1-0.6-1kV-3C x 10-2XWY FRLSH-996.0-D003 | 0
589 | PMB1851B-LV-P01 | PMB1851B | 3C x 10-2XWY FRLSH-0.6-1kV-CLM-LOT1 | 1000 | 3C x 10 | 2XWY FRLSH | 0.6-1kV | CLM | Area-14 | LOT1 | 3C x 10 CU | 274 | 003 | E1121 -LOT1-0.6-1kV-3C x 10-2XWY FRLSH-996.0-D003 | 0
594 | PMB2601B-LV-P01 | PMB2601B | 3C x 10-2XWY FRLSH-0.6-1kV-CLM-LOT1 | 1000 | 3C x 10 | 2XWY FRLSH | 0.6-1kV | CLM | Area-11 | LOT1 | 3C x 10 CU | 371 | 001 | E1121 -LOT1-0.6-1kV-3C x 10-2XWY FRLSH-1000.0-D001 | 0
596 | PJBPMB2603A-LV-P01 | PJBPMB2603A | 3C x 10-2XWY FRLSH-0.6-1kV-CLM-LOT1 | 1000 | 3C x 10 | 2XWY FRLSH | 0.6-1kV | CLM | Area-11 | LOT1 | 3C x 10 CU | 376 | 023 | E1121 -LOT1-0.6-1kV-3C x 10-2XWY FRLSH-937.0-D023 | 0
612 | HHMB501B-LV-P02 | HHMB501B | 3C x 10-2XWY FRLSH-0.6-1kV-CLM-LOT1 | 1000 | 3C x 10 | 2XWY FRLSH | 0.6-1kV | CLM | Area-13 | LOT1 | 3C x 10 CU | 15 | 004 | E1121 -LOT1-0.6-1kV-3C x 10-2XWY FRLSH-989.0-D004 | 0
616 | FMB501AA-LV-P01 | FMB501AA | 3C x 10-2XWY FRLSH-0.6-1kV-CLM-LOT1 | 1000 | 3C x 10 | 2XWY FRLSH | 0.6-1kV | CLM | Area-13 | LOT1 | 3C x 10 CU | 343 | 029 | E1121 -LOT1-0.6-1kV-3C x 10-2XWY FRLSH-965.0-D029 | 0
619 | FMB501BA-LV-P01 | FMB501BA | 3C x 10-2XWY FRLSH-0.6-1kV-CLM-LOT1 | 1000 | 3C x 10 | 2XWY FRLSH | 0.6-1kV | CLM | Area-13 | LOT1 | 3C x 10 CU | 360 | 028 | E1121 -LOT1-0.6-1kV-3C x 10-2XWY FRLSH-949.0-D028 | 0
626 | PJBPM1201A-LV-P01 | PJBPM1201A | 3C x 10-2XWY FRLSH-0.6-1kV-CLM-LOT1 | 1000 | 3C x 10 | 2XWY FRLSH | 0.6-1kV | CLM | Area-08 | LOT1 | 3C x 10 CU | 201 | 023 | E1121 -LOT1-0.6-1kV-3C x 10-2XWY FRLSH-937.0-D023 | 0
633 | BL1301B-LV-P01 | BL1301B | 3C x 10-2XWY FRLSH-0.6-1kV-CLM-LOT1 | 1000 | 3C x 10 | 2XWY FRLSH | 0.6-1kV | CLM | Area-18 | LOT1 | 3C x 10 CU | 337 | 030 | E1121 -LOT1-0.6-1kV-3C x 10-2XWY FRLSH-953.0-D030 | 0
643 | PM1701B-LV-P02 | PM1701B | 3C x 10-2XWY FRLSH-0.6-1kV-CLM-LOT1 | 1000 | 3C x 10 | 2XWY FRLSH | 0.6-1kV | CLM | Area-14 | LOT1 | 3C x 10 CU | 10 | 003 | E1121 -LOT1-0.6-1kV-3C x 10-2XWY FRLSH-996.0-D003 | 0
650 | PM1704B-LV-P01 | PM1704B | 3C x 10-2XWY FRLSH-0.6-1kV-CLM-LOT1 | 1000 | 3C x 10 | 2XWY FRLSH | 0.6-1kV | CLM | Area-14 | LOT1 | 3C x 10 CU | 287 | 022 | E1121 -LOT1-0.6-1kV-3C x 10-2XWY FRLSH-950.0-D022 | 0
654 | PM1901B-LV-P01 | PM1901B | 3C x 10-2XWY FRLSH-0.6-1kV-CLM-LOT1 | 1000 | 3C x 10 | 2XWY FRLSH | 0.6-1kV | CLM | Area-14 | LOT1 | 3C x 10 CU | 302 | 021 | E1121 -LOT1-0.6-1kV-3C x 10-2XWY FRLSH-853.0-D021 | 0
656 | PJBPM1902A-LV-P01 | PJBPM1902A | 3C x 10-2XWY FRLSH-0.6-1kV-CLM-LOT1 | 1000 | 3C x 10 | 2XWY FRLSH | 0.6-1kV | CLM | Area-14 | LOT1 | 3C x 10 CU | 297 | 025 | E1121 -LOT1-0.6-1kV-3C x 10-2XWY FRLSH-927.0-D025 | 0
665 | PM2252-LV-P02 | PM2252 | 3C x 10-2XWY FRLSH-0.6-1kV-CLM-LOT1 | 1000 | 3C x 10 | 2XWY FRLSH | 0.6-1kV | CLM | Area-11 | LOT1 | 3C x 10 CU | 10 | 001 | E1121 -LOT1-0.6-1kV-3C x 10-2XWY FRLSH-1000.0-D001 | 0
669 | PM2404A-LV-P01 | PM2404A | 3C x 10-2XWY FRLSH-0.6-1kV-CLM-LOT1 | 1000 | 3C x 10 | 2XWY FRLSH | 0.6-1kV | CLM | Area-05 | LOT1 | 3C x 10 CU | 271 | 019 | E1121 -LOT1-0.6-1kV-3C x 10-2XWY FRLSH-887.0-D019 | 0
671 | PM2405B-LV-P01 | PM2405B | 3C x 10-2XWY FRLSH-0.6-1kV-CLM-LOT1 | 1000 | 3C x 10 | 2XWY FRLSH | 0.6-1kV | CLM | Area-05 | LOT1 | 3C x 10 CU | 262 | 016 | E1121 -LOT1-0.6-1kV-3C x 10-2XWY FRLSH-993.0-D016 | 0
673 | PM2502A-LV-P01 | PM2502A | 3C x 10-2XWY FRLSH-0.6-1kV-CLM-LOT1 | 1000 | 3C x 10 | 2XWY FRLSH | 0.6-1kV | CLM | Area-05 | LOT1 | 3C x 10 CU | 345 | 019 | E1121 -LOT1-0.6-1kV-3C x 10-2XWY FRLSH-887.0-D019 | 0
685 | PM3005A-LV-P01 | PM3005A | 3C x 10-2XWY FRLSH-0.6-1kV-CLM-LOT1 | 1000 | 3C x 10 | 2XWY FRLSH | 0.6-1kV | CLM | Area-18 | LOT1 | 3C x 10 CU | 374 | 018 | E1121 -LOT1-0.6-1kV-3C x 10-2XWY FRLSH-981.0-D018 | 0
708 | PM5001A1-LV-P01 | PM5001A1 | 3C x 10-2XWY FRLSH-0.6-1kV-CLM-LOT1 | 1000 | 3C x 10 | 2XWY FRLSH | 0.6-1kV | CLM | Area-17 | LOT1 | 3C x 10 CU | 319 | 015 | E1121 -LOT1-0.6-1kV-3C x 10-2XWY FRLSH-988.0-D015 | 0
710 | PM5001A2-LV-P01 | PM5001A2 | 3C x 10-2XWY FRLSH-0.6-1kV-CLM-LOT1 | 1000 | 3C x 10 | 2XWY FRLSH | 0.6-1kV | CLM | Area-17 | LOT1 | 3C x 10 CU | 319 | 015 | E1121 -LOT1-0.6-1kV-3C x 10-2XWY FRLSH-988.0-D015 | 0
716 | H5001A1-LV-P01 | H5001A1 | 3C x 10-2XWY FRLSH-0.6-1kV-CLM-LOT1 | 1000 | 3C x 10 | 2XWY FRLSH | 0.6-1kV | CLM | Area-17 | LOT1 | 3C x 10 CU | 358 | 027 | E1121 -LOT1-0.6-1kV-3C x 10-2XWY FRLSH-986.0-D027 | 0
734 | PJBPM1201B-LV-P01 | PJBPM1201B | 3C x 10-2XWY FRLSH-0.6-1kV-CLM-LOT1 | 1000 | 3C x 10 | 2XWY FRLSH | 0.6-1kV | CLM | Area-08 | LOT1 | 3C x 10 CU | 201 | 017 | E1121 -LOT1-0.6-1kV-3C x 10-2XWY FRLSH-956.0-D017 | 0
741 | BL1301A-LV-P01 | BL1301A | 3C x 10-2XWY FRLSH-0.6-1kV-CLM-LOT1 | 1000 | 3C x 10 | 2XWY FRLSH | 0.6-1kV | CLM | Area-18 | LOT1 | 3C x 10 CU | 337 | 030 | E1121 -LOT1-0.6-1kV-3C x 10-2XWY FRLSH-953.0-D030 | 0
751 | PM1701A-LV-P02 | PM1701A | 3C x 10-2XWY FRLSH-0.6-1kV-CLM-LOT1 | 1000 | 3C x 10 | 2XWY FRLSH | 0.6-1kV | CLM | Area-14 | LOT1 | 3C x 10 CU | 10 | 004 | E1121 -LOT1-0.6-1kV-3C x 10-2XWY FRLSH-989.0-D004 | 0
758 | PM1704A-LV-P01 | PM1704A | 3C x 10-2XWY FRLSH-0.6-1kV-CLM-LOT1 | 1000 | 3C x 10 | 2XWY FRLSH | 0.6-1kV | CLM | Area-14 | LOT1 | 3C x 10 CU | 287 | 022 | E1121 -LOT1-0.6-1kV-3C x 10-2XWY FRLSH-950.0-D022 | 0
762 | PJBPM1901A-LV-P01 | PJBPM1901A | 3C x 10-2XWY FRLSH-0.6-1kV-CLM-LOT1 | 1000 | 3C x 10 | 2XWY FRLSH | 0.6-1kV | CLM | Area-14 | LOT1 | 3C x 10 CU | 302 | 025 | E1121 -LOT1-0.6-1kV-3C x 10-2XWY FRLSH-927.0-D025 | 0
765 | PM1902B-LV-P01 | PM1902B | 3C x 10-2XWY FRLSH-0.6-1kV-CLM-LOT1 | 1000 | 3C x 10 | 2XWY FRLSH | 0.6-1kV | CLM | Area-14 | LOT1 | 3C x 10 CU | 297 | 021 | E1121 -LOT1-0.6-1kV-3C x 10-2XWY FRLSH-853.0-D021 | 0
774 | PM2404B-LV-P01 | PM2404B | 3C x 10-2XWY FRLSH-0.6-1kV-CLM-LOT1 | 1000 | 3C x 10 | 2XWY FRLSH | 0.6-1kV | CLM | Area-05 | LOT1 | 3C x 10 CU | 271 | 019 | E1121 -LOT1-0.6-1kV-3C x 10-2XWY FRLSH-887.0-D019 | 0
776 | PM2405A-LV-P01 | PM2405A | 3C x 10-2XWY FRLSH-0.6-1kV-CLM-LOT1 | 1000 | 3C x 10 | 2XWY FRLSH | 0.6-1kV | CLM | Area-05 | LOT1 | 3C x 10 CU | 262 | 018 | E1121 -LOT1-0.6-1kV-3C x 10-2XWY FRLSH-981.0-D018 | 0
778 | PM2502B-LV-P01 | PM2502B | 3C x 10-2XWY FRLSH-0.6-1kV-CLM-LOT1 | 1000 | 3C x 10 | 2XWY FRLSH | 0.6-1kV | CLM | Area-05 | LOT1 | 3C x 10 CU | 345 | 018 | E1121 -LOT1-0.6-1kV-3C x 10-2XWY FRLSH-981.0-D018 | 0
789 | PM3005B-LV-P01 | PM3005B | 3C x 10-2XWY FRLSH-0.6-1kV-CLM-LOT1 | 1000 | 3C x 10 | 2XWY FRLSH | 0.6-1kV | CLM | Area-18 | LOT1 | 3C x 10 CU | 374 | 017 | E1121 -LOT1-0.6-1kV-3C x 10-2XWY FRLSH-956.0-D017 | 0
814 | PM5001B1-LV-P01 | PM5001B1 | 3C x 10-2XWY FRLSH-0.6-1kV-CLM-LOT1 | 1000 | 3C x 10 | 2XWY FRLSH | 0.6-1kV | CLM | Area-17 | LOT1 | 3C x 10 CU | 319 | 014 | E1121 -LOT1-0.6-1kV-3C x 10-2XWY FRLSH-882.0-D014 | 0
816 | PM5001B2-LV-P01 | PM5001B2 | 3C x 10-2XWY FRLSH-0.6-1kV-CLM-LOT1 | 1000 | 3C x 10 | 2XWY FRLSH | 0.6-1kV | CLM | Area-17 | LOT1 | 3C x 10 CU | 358 | 014 | E1121 -LOT1-0.6-1kV-3C x 10-2XWY FRLSH-882.0-D014 | 0
822 | H5001B1-LV-P01 | H5001B1 | 3C x 10-2XWY FRLSH-0.6-1kV-CLM-LOT1 | 1000 | 3C x 10 | 2XWY FRLSH | 0.6-1kV | CLM | Area-17 | LOT1 | 3C x 10 CU | 319 | 027 | E1121 -LOT1-0.6-1kV-3C x 10-2XWY FRLSH-986.0-D027 | 0
844 | PMA1403A-LV-P01 | PMA1403A | 3C x 10-2XWY FRLSH-0.6-1kV-CLM-LOT1 | 1000 | 3C x 10 | 2XWY FRLSH | 0.6-1kV | CLM | Area-07 | LOT1 | 3C x 10 CU | 219 | 013 | E1121 -LOT1-0.6-1kV-3C x 10-2XWY FRLSH-951.0-D013 | 0
846 | PMB1403A-LV-P01 | PMB1403A | 3C x 10-2XWY FRLSH-0.6-1kV-CLM-LOT1 | 1000 | 3C x 10 | 2XWY FRLSH | 0.6-1kV | CLM | Area-13 | LOT1 | 3C x 10 CU | 291 | 007 | E1121 -LOT1-0.6-1kV-3C x 10-2XWY FRLSH-879.0-D007 | 0
852 | PM1711B-LV-P01 | PM1711B | 3C x 10-2XWY FRLSH-0.6-1kV-CLM-LOT1 | 1000 | 3C x 10 | 2XWY FRLSH | 0.6-1kV | CLM | Area-14 | LOT1 | 3C x 10 CU | 254 | 021 | E1121 -LOT1-0.6-1kV-3C x 10-2XWY FRLSH-853.0-D021 | 0
854 | PMA1821A-LV-P01 | PMA1821A | 3C x 10-2XWY FRLSH-0.6-1kV-CLM-LOT1 | 1000 | 3C x 10 | 2XWY FRLSH | 0.6-1kV | CLM | Area-08 | LOT1 | 3C x 10 CU | 188 | 012 | E1121 -LOT1-0.6-1kV-3C x 10-2XWY FRLSH-929.0-D012 | 0
856 | PMB1821B-LV-P01 | PMB1821B | 3C x 10-2XWY FRLSH-0.6-1kV-CLM-LOT1 | 1000 | 3C x 10 | 2XWY FRLSH | 0.6-1kV | CLM | Area-14 | LOT1 | 3C x 10 CU | 255 | 006 | E1121 -LOT1-0.6-1kV-3C x 10-2XWY FRLSH-856.0-D006 | 0
889 | PMA2301A-LV-P01 | PMA2301A | 3C x 10-2XWY FRLSH-0.6-1kV-CLM-LOT1 | 1000 | 3C x 10 | 2XWY FRLSH | 0.6-1kV | CLM | Area-11 | LOT1 | 3C x 10 CU | 379 | 010 | E1121 -LOT1-0.6-1kV-3C x 10-2XWY FRLSH-916.0-D010 | 0
891 | PMB2301A-LV-P01 | PMB2301A | 3C x 10-2XWY FRLSH-0.6-1kV-CLM-LOT1 | 1000 | 3C x 10 | 2XWY FRLSH | 0.6-1kV | CLM | Area-11 | LOT1 | 3C x 10 CU | 410 | 002 | E1121 -LOT1-0.6-1kV-3C x 10-2XWY FRLSH-992.0-D002 | 0
893 | PJBPM2401A-LV-P01 | PJBPM2401A | 3C x 10-2XWY FRLSH-0.6-1kV-CLM-LOT1 | 1000 | 3C x 10 | 2XWY FRLSH | 0.6-1kV | CLM | Area-05 | LOT1 | 3C x 10 CU | 328 | 025 | E1121 -LOT1-0.6-1kV-3C x 10-2XWY FRLSH-927.0-D025 | 0
896 | PM2402B-LV-P01 | PM2402B | 3C x 10-2XWY FRLSH-0.6-1kV-CLM-LOT1 | 1000 | 3C x 10 | 2XWY FRLSH | 0.6-1kV | CLM | Area-05 | LOT1 | 3C x 10 CU | 324 | 020 | E1121 -LOT1-0.6-1kV-3C x 10-2XWY FRLSH-951.0-D020 | 0
898 | PM2403A-LV-P01 | PM2403A | 3C x 10-2XWY FRLSH-0.6-1kV-CLM-LOT1 | 1000 | 3C x 10 | 2XWY FRLSH | 0.6-1kV | CLM | Area-05 | LOT1 | 3C x 10 CU | 320 | 020 | E1121 -LOT1-0.6-1kV-3C x 10-2XWY FRLSH-951.0-D020 | 0
910 | PM3006A-LV-P01 | PM3006A | 3C x 10-2XWY FRLSH-0.6-1kV-CLM-LOT1 | 1000 | 3C x 10 | 2XWY FRLSH | 0.6-1kV | CLM | Area-17 | LOT1 | 3C x 10 CU | 381 | 017 | E1121 -LOT1-0.6-1kV-3C x 10-2XWY FRLSH-956.0-D017 | 0
914 | PM3018A-LV-P01 | PM3018A | 3C x 10-2XWY FRLSH-0.6-1kV-CLM-LOT1 | 1000 | 3C x 10 | 2XWY FRLSH | 0.6-1kV | CLM | Area-17 | LOT1 | 3C x 10 CU | 368 | 016 | E1121 -LOT1-0.6-1kV-3C x 10-2XWY FRLSH-993.0-D016 | 0
950 | PMA1403B-LV-P01 | PMA1403B | 3C x 10-2XWY FRLSH-0.6-1kV-CLM-LOT1 | 1000 | 3C x 10 | 2XWY FRLSH | 0.6-1kV | CLM | Area-07 | LOT1 | 3C x 10 CU | 202 | 012 | E1121 -LOT1-0.6-1kV-3C x 10-2XWY FRLSH-929.0-D012 | 0
952 | PMB1403B-LV-P01 | PMB1403B | 3C x 10-2XWY FRLSH-0.6-1kV-CLM-LOT1 | 1000 | 3C x 10 | 2XWY FRLSH | 0.6-1kV | CLM | Area-13 | LOT1 | 3C x 10 CU | 274 | 007 | E1121 -LOT1-0.6-1kV-3C x 10-2XWY FRLSH-879.0-D007 | 0
958 | PJBPM1711A-LV-P01 | PJBPM1711A | 3C x 10-2XWY FRLSH-0.6-1kV-CLM-LOT1 | 1000 | 3C x 10 | 2XWY FRLSH | 0.6-1kV | CLM | Area-14 | LOT1 | 3C x 10 CU | 273 | 026 | E1121 -LOT1-0.6-1kV-3C x 10-2XWY FRLSH-761.0-D026 | 0
961 | PMA1821B-LV-P01 | PMA1821B | 3C x 10-2XWY FRLSH-0.6-1kV-CLM-LOT1 | 1000 | 3C x 10 | 2XWY FRLSH | 0.6-1kV | CLM | Area-08 | LOT1 | 3C x 10 CU | 207 | 011 | E1121 -LOT1-0.6-1kV-3C x 10-2XWY FRLSH-931.0-D011 | 0
963 | PMB1821A-LV-P01 | PMB1821A | 3C x 10-2XWY FRLSH-0.6-1kV-CLM-LOT1 | 1000 | 3C x 10 | 2XWY FRLSH | 0.6-1kV | CLM | Area-14 | LOT1 | 3C x 10 CU | 274 | 006 | E1121 -LOT1-0.6-1kV-3C x 10-2XWY FRLSH-856.0-D006 | 0
997 | PMA2301B-LV-P01 | PMA2301B | 3C x 10-2XWY FRLSH-0.6-1kV-CLM-LOT1 | 1000 | 3C x 10 | 2XWY FRLSH | 0.6-1kV | CLM | Area-11 | LOT1 | 3C x 10 CU | 361 | 010 | E1121 -LOT1-0.6-1kV-3C x 10-2XWY FRLSH-916.0-D010 | 0
999 | PMB2301B-LV-P01 | PMB2301B | 3C x 10-2XWY FRLSH-0.6-1kV-CLM-LOT1 | 1000 | 3C x 10 | 2XWY FRLSH | 0.6-1kV | CLM | Area-11 | LOT1 | 3C x 10 CU | 392 | 002 | E1121 -LOT1-0.6-1kV-3C x 10-2XWY FRLSH-992.0-D002 | 0
1001 | PJBPM2401B-LV-P01 | PJBPM2401B | 3C x 10-2XWY FRLSH-0.6-1kV-CLM-LOT1 | 1000 | 3C x 10 | 2XWY FRLSH | 0.6-1kV | CLM | Area-05 | LOT1 | 3C x 10 CU | 315 | 024 | E1121 -LOT1-0.6-1kV-3C x 10-2XWY FRLSH-986.0-D024 | 0
1004 | PJBPM2402A-LV-P01 | PJBPM2402A | 3C x 10-2XWY FRLSH-0.6-1kV-CLM-LOT1 | 1000 | 3C x 10 | 2XWY FRLSH | 0.6-1kV | CLM | Area-05 | LOT1 | 3C x 10 CU | 311 | 024 | E1121 -LOT1-0.6-1kV-3C x 10-2XWY FRLSH-986.0-D024 | 0
1007 | PM2403B-LV-P01 | PM2403B | 3C x 10-2XWY FRLSH-0.6-1kV-CLM-LOT1 | 1000 | 3C x 10 | 2XWY FRLSH | 0.6-1kV | CLM | Area-05 | LOT1 | 3C x 10 CU | 307 | 020 | E1121 -LOT1-0.6-1kV-3C x 10-2XWY FRLSH-951.0-D020 | 0
1019 | PM3006B-LV-P01 | PM3006B | 3C x 10-2XWY FRLSH-0.6-1kV-CLM-LOT1 | 1000 | 3C x 10 | 2XWY FRLSH | 0.6-1kV | CLM | Area-17 | LOT1 | 3C x 10 CU | 363 | 016 | E1121 -LOT1-0.6-1kV-3C x 10-2XWY FRLSH-993.0-D016 | 0
1023 | PM3018B-LV-P01 | PM3018B | 3C x 10-2XWY FRLSH-0.6-1kV-CLM-LOT1 | 1000 | 3C x 10 | 2XWY FRLSH | 0.6-1kV | CLM | Area-17 | LOT1 | 3C x 10 CU | 350 | 015 | E1121 -LOT1-0.6-1kV-3C x 10-2XWY FRLSH-988.0-D015 | 0

## Sheet Index
Sheet Name | Sheet Content
1 | Drum-5C x 2.5-2XWY FRLSH-0.6-1kV-CLM-LOT1
2 | Cable-5C x 2.5-2XWY FRLSH-0.6-1kV-CLM-LOT1
3 | Drum-2C x 10-2XWY FRLSH-0.6-1kV-CLM-LOT2
4 | Cable-2C x 10-2XWY FRLSH-0.6-1kV-CLM-LOT2
5 | Drum-4C x 120-A2XFY FRLSH-0.6-1kV-CLM-LOT1
6 | Cable-4C x 120-A2XFY FRLSH-0.6-1kV-CLM-LOT1
7 | Drum-12C x 2.5-2XFY FRLSH-0.6-1kV-CLM-LOT1
8 | Cable-12C x 2.5-2XFY FRLSH-0.6-1kV-CLM-LOT1
9 | Drum-3.5C x 120-A2XFY FRLSH-0.6-1kV-CLM-LOT1
10 | Cable-3.5C x 120-A2XFY FRLSH-0.6-1kV-CLM-LOT1
11 | Drum-3C x 10-2XWY FRLSH-0.6-1kV-CLM-LOT1
12 | Cable-3C x 10-2XWY FRLSH-0.6-1kV-CLM-LOT1
13 | Drum-10C x 2.5-2XFY FRLSH-0.6-1kV-CLM-LOT1
14 | Cable-10C x 2.5-2XFY FRLSH-0.6-1kV-CLM-LOT1

## Jointing Kits
Service Voltage | Type | Number of kits
0.6-1kV | 5C x 2.5-2XWY FRLSH-0.6-1kV-CLM-LOT1 | 2
0.6-1kV | 2C x 10-2XWY FRLSH-0.6-1kV-CLM-LOT2 | 4
0.6-1kV | 4C x 120-A2XFY FRLSH-0.6-1kV-CLM-LOT1 | 0
0.6-1kV | 12C x 2.5-2XFY FRLSH-0.6-1kV-CLM-LOT1 | 0
0.6-1kV | 3.5C x 120-A2XFY FRLSH-0.6-1kV-CLM-LOT1 | 0
0.6-1kV | 3C x 10-2XWY FRLSH-0.6-1kV-CLM-LOT1 | 0
0.6-1kV | 10C x 2.5-2XFY FRLSH-0.6-1kV-CLM-LOT1 | 0

## Cable Schedule
Sr.No. | Cable Tag | To Equipment Tag No. | Type | Max Drum Length | Cable Size | Cable Type | Service Voltage | Area | Sub-Area | LOT | Core Identification | Cable Length | Consolidated Drum Serial Number | Consolidated Drum Number | Jointing Kits
13 | HVSWDB002BUSA-LV-C02 | HVSWDB002BUSA | 5C x 2.5-2XWY FRLSH-0.6-1kV-CLM-LOT1 | 1000 | 5C x 2.5 | 2XWY FRLSH | 0.6-1kV | CLM | SS | LOT1 | 5C x 2.5 CU | 65 | 026 | E1121 -LOT1-0.6-1kV-5C x 2.5-2XWY FRLSH-999.0-D026 | 0
14 | HVSWDB002BUSA-LV-C03 | HVSWDB002BUSA | 5C x 2.5-2XWY FRLSH-0.6-1kV-CLM-LOT1 | 1000 | 5C x 2.5 | 2XWY FRLSH | 0.6-1kV | CLM | SS | LOT1 | 5C x 2.5 CU | 65 | 025 | E1121 -LOT1-0.6-1kV-5C x 2.5-2XWY FRLSH-950.0-D025 | 0
15 | HVSWDB002BUSA-LV-C04 | HVSWDB002BUSA | 5C x 2.5-2XWY FRLSH-0.6-1kV-CLM-LOT1 | 1000 | 5C x 2.5 | 2XWY FRLSH | 0.6-1kV | CLM | SS | LOT1 | 5C x 2.5 CU | 65 | 020 | E1121 -LOT1-0.6-1kV-5C x 2.5-2XWY FRLSH-944.0-D020 | 0
20 | TR02A-LV-C02 | TR02A | 5C x 2.5-2XWY FRLSH-0.6-1kV-CLM-LOT1 | 1000 | 5C x 2.5 | 2XWY FRLSH | 0.6-1kV | CLM | SS | LOT1 | 5C x 2.5 CU | 85 | 005 | E1121 -LOT1-0.6-1kV-5C x 2.5-2XWY FRLSH-950.0-D005 | 0
22 | LVPCC001BUSA-LV-C04 | LVPCC001BUSA | 5C x 2.5-2XWY FRLSH-0.6-1kV-CLM-LOT1 | 1000 | 5C x 2.5 | 2XWY FRLSH | 0.6-1kV | CLM | SS | LOT1 | 5C x 2.5 CU | 65 | 005 | E1121 -LOT1-0.6-1kV-5C x 2.5-2XWY FRLSH-950.0-D005 | 0
23 | LVPCC002BUSA-LV-C05 | LVPCC002BUSA | 5C x 2.5-2XWY FRLSH-0.6-1kV-CLM-LOT1 | 1000 | 5C x 2.5 | 2XWY FRLSH | 0.6-1kV | CLM | SS | LOT1 | 5C x 2.5 CU | 65 | 005,005 | E1121 -LOT1-0.6-1kV-5C x 2.5-2XWY FRLSH-950.0-D005,E1121 -LOT1-0.6-1kV-5C x 2.5-2XWY FRLSH-950.0-D005 | 1
26 | TR03A-LV-C02 | TR03A | 5C x 2.5-2XWY FRLSH-0.6-1kV-CLM-LOT1 | 1000 | 5C x 2.5 | 2XWY FRLSH | 0.6-1kV | CLM | SS | LOT1 | 5C x 2.5 CU | 85 | 005 | E1121 -LOT1-0.6-1kV-5C x 2.5-2XWY FRLSH-950.0-D005 | 0
28 | LVPCC002BUSA-LV-C04 | LVPCC002BUSA | 5C x 2.5-2XWY FRLSH-0.6-1kV-CLM-LOT1 | 1000 | 5C x 2.5 | 2XWY FRLSH | 0.6-1kV | CLM | SS | LOT1 | 5C x 2.5 CU | 50 | 005 | E1121 -LOT1-0.6-1kV-5C x 2.5-2XWY FRLSH-950.0-D005 | 0
29 | LVPCC002BUSA-LV-C05 | LVPCC002BUSA | 5C x 2.5-2XWY FRLSH-0.6-1kV-CLM-LOT1 | 1000 | 5C x 2.5 | 2XWY FRLSH | 0.6-1kV | CLM | SS | LOT1 | 5C x 2.5 CU | 50 | 005,005 | E1121 -LOT1-0.6-1kV-5C x 2.5-2XWY FRLSH-950.0-D005,E1121 -LOT1-0.6-1kV-5C x 2.5-2XWY FRLSH-950.0-D005 | 1
32 | HVSWDB002BUSB-LV-C02 | HVSWDB002BUSB | 5C x 2.5-2XWY FRLSH-0.6-1kV-CLM-LOT1 | 1000 | 5C x 2.5 | 2XWY FRLSH | 0.6-1kV | CLM | SS | LOT1 | 5C x 2.5 CU | 65 | 019 | E1121 -LOT1-0.6-1kV-5C x 2.5-2XWY FRLSH-982.0-D019 | 0
33 | HVSWDB002BUSB-LV-C03 | HVSWDB002BUSB | 5C x 2.5-2XWY FRLSH-0.6-1kV-CLM-LOT1 | 1000 | 5C x 2.5 | 2XWY FRLSH | 0.6-1kV | CLM | SS | LOT1 | 5C x 2.5 CU | 65 | 008 | E1121 -LOT1-0.6-1kV-5C x 2.5-2XWY FRLSH-982.0-D008 | 0
35 | HVSWDB002BUSB-LV-C04 | HVSWDB002BUSB | 5C x 2.5-2XWY FRLSH-0.6-1kV-CLM-LOT1 | 1000 | 5C x 2.5 | 2XWY FRLSH | 0.6-1kV | CLM | SS | LOT1 | 5C x 2.5 CU | 65 | 007 | E1121 -LOT1-0.6-1kV-5C x 2.5-2XWY FRLSH-970.0-D007 | 0
39 | TR02B-LV-C02 | TR02B | 5C x 2.5-2XWY FRLSH-0.6-1kV-CLM-LOT1 | 1000 | 5C x 2.5 | 2XWY FRLSH | 0.6-1kV | CLM | SS | LOT1 | 5C x 2.5 CU | 85 | 005 | E1121 -LOT1-0.6-1kV-5C x 2.5-2XWY FRLSH-950.0-D005 | 0
41 | LVPCC001BUSB-LV-C04 | LVPCC001BUSB | 5C x 2.5-2XWY FRLSH-0.6-1kV-CLM-LOT1 | 1000 | 5C x 2.5 | 2XWY FRLSH | 0.6-1kV | CLM | SS | LOT1 | 5C x 2.5 CU | 65 | 005 | E1121 -LOT1-0.6-1kV-5C x 2.5-2XWY FRLSH-950.0-D005 | 0
42 | LVPCC001BUSB-LV-C05 | LVPCC001BUSB | 5C x 2.5-2XWY FRLSH-0.6-1kV-CLM-LOT1 | 1000 | 5C x 2.5 | 2XWY FRLSH | 0.6-1kV | CLM | SS | LOT1 | 5C x 2.5 CU | 65 | 005 | E1121 -LOT1-0.6-1kV-5C x 2.5-2XWY FRLSH-950.0-D005 | 0
45 | TR03B-LV-C02 | TR03B | 5C x 2.5-2XWY FRLSH-0.6-1kV-CLM-LOT1 | 1000 | 5C x 2.5 | 2XWY FRLSH | 0.6-1kV | CLM | SS | LOT1 | 5C x 2.5 CU | 85 | 004 | E1121 -LOT1-0.6-1kV-5C x 2.5-2XWY FRLSH-988.0-D004 | 0
47 | LVPCC002BUSB-LV-C04 | LVPCC002BUSB | 5C x 2.5-2XWY FRLSH-0.6-1kV-CLM-LOT1 | 1000 | 5C x 2.5 | 2XWY FRLSH | 0.6-1kV | CLM | SS | LOT1 | 5C x 2.5 CU | 50 | 003 | E1121 -LOT1-0.6-1kV-5C x 2.5-2XWY FRLSH-988.0-D003 | 0
48 | LVPCC002BUSB-LV-C05 | LVPCC002BUSB | 5C x 2.5-2XWY FRLSH-0.6-1kV-CLM-LOT1 | 1000 | 5C x 2.5 | 2XWY FRLSH | 0.6-1kV | CLM | SS | LOT1 | 5C x 2.5 CU | 50 | 001 | E1121 -LOT1-0.6-1kV-5C x 2.5-2XWY FRLSH-995.0-D001 | 0
59 | HVSWDB002A-LV-C01 | HVSWDB002A | 5C x 2.5-2XWY FRLSH-0.6-1kV-CLM-LOT1 | 1000 | 5C x 2.5 | 2XWY FRLSH | 0.6-1kV | CLM | SS | LOT1 | 5C x 2.5 CU | 85 | 032 | E1121 -LOT1-0.6-1kV-5C x 2.5-2XWY FRLSH-919.0-D032 | 0
70 | HVSWDB002B-LV-C01 | HVSWDB002B | 5C x 2.5-2XWY FRLSH-0.6-1kV-CLM-LOT1 | 1000 | 5C x 2.5 | 2XWY FRLSH | 0.6-1kV | CLM | SS | LOT1 | 5C x 2.5 CU | 85 | 027 | E1121 -LOT1-0.6-1kV-5C x 2.5-2XWY FRLSH-950.0-D027 | 0
77 | UCP-UNA1501A-LV-C01 | UCP-UNA1501A | 5C x 2.5-2XWY FRLSH-0.6-1kV-CLM-LOT1 | 1000 | 5C x 2.5 | 2XWY FRLSH | 0.6-1kV | CLM | Area-07 | LOT1 | 5C x 2.5 CU | 100 | 001 | E1121 -LOT1-0.6-1kV-5C x 2.5-2XWY FRLSH-995.0-D001 | 0
79 | LCS-UNA1501A-LV-C03 | LCS-UNA1501A | 5C x 2.5-2XWY FRLSH-0.6-1kV-CLM-LOT1 | 1000 | 5C x 2.5 | 2XWY FRLSH | 0.6-1kV | CLM | Area-07 | LOT1 | 5C x 2.5 CU | 255 | 007 | E1121 -LOT1-0.6-1kV-5C x 2.5-2XWY FRLSH-970.0-D007 | 0
90 | UCP-KM5002A-LV-C01 | UCP-KM5002A | 5C x 2.5-2XWY FRLSH-0.6-1kV-CLM-LOT1 | 1000 | 5C x 2.5 | 2XWY FRLSH | 0.6-1kV | CLM | Area-17 | LOT1 | 5C x 2.5 CU | 383 | 003 | E1121 -LOT1-0.6-1kV-5C x 2.5-2XWY FRLSH-988.0-D003 | 0
96 | UCP-KM5002C-LV-C01 | UCP-KM5002C | 5C x 2.5-2XWY FRLSH-0.6-1kV-CLM-LOT1 | 1000 | 5C x 2.5 | 2XWY FRLSH | 0.6-1kV | CLM | Area-17 | LOT1 | 5C x 2.5 CU | 383 | 002 | E1121 -LOT1-0.6-1kV-5C x 2.5-2XWY FRLSH-976.0-D002 | 0
131 | UCP-UNA1501B-LV-C01 | UCP-UNA1501B | 5C x 2.5-2XWY FRLSH-0.6-1kV-CLM-LOT1 | 1000 | 5C x 2.5 | 2XWY FRLSH | 0.6-1kV | CLM | Area-07 | LOT1 | 5C x 2.5 CU | 90 | 001 | E1121 -LOT1-0.6-1kV-5C x 2.5-2XWY FRLSH-995.0-D001 | 0
133 | LCS-UNA1501B-LV-C03 | LCS-UNA1501B | 5C x 2.5-2XWY FRLSH-0.6-1kV-CLM-LOT1 | 1000 | 5C x 2.5 | 2XWY FRLSH | 0.6-1kV | CLM | Area-07 | LOT1 | 5C x 2.5 CU | 268 | 007 | E1121 -LOT1-0.6-1kV-5C x 2.5-2XWY FRLSH-970.0-D007 | 0
139 | UCP-UNB1501A-LV-C01 | UCP-UNB1501A | 5C x 2.5-2XWY FRLSH-0.6-1kV-CLM-LOT1 | 1000 | 5C x 2.5 | 2XWY FRLSH | 0.6-1kV | CLM | Area-13 | LOT1 | 5C x 2.5 CU | 100 | 001 | E1121 -LOT1-0.6-1kV-5C x 2.5-2XWY FRLSH-995.0-D001 | 0
141 | LCS-UNB1501A-LV-C03 | LCS-UNB1501A | 5C x 2.5-2XWY FRLSH-0.6-1kV-CLM-LOT1 | 1000 | 5C x 2.5 | 2XWY FRLSH | 0.6-1kV | CLM | Area-13 | LOT1 | 5C x 2.5 CU | 323 | 006 | E1121 -LOT1-0.6-1kV-5C x 2.5-2XWY FRLSH-998.0-D006 | 0
147 | UCP-UNB1501B-LV-C01 | UCP-UNB1501B | 5C x 2.5-2XWY FRLSH-0.6-1kV-CLM-LOT1 | 1000 | 5C x 2.5 | 2XWY FRLSH | 0.6-1kV | CLM | Area-13 | LOT1 | 5C x 2.5 CU | 90 | 001 | E1121 -LOT1-0.6-1kV-5C x 2.5-2XWY FRLSH-995.0-D001 | 0
149 | LCS-UNB1501B-LV-C03 | LCS-UNB1501B | 5C x 2.5-2XWY FRLSH-0.6-1kV-CLM-LOT1 | 1000 | 5C x 2.5 | 2XWY FRLSH | 0.6-1kV | CLM | Area-13 | LOT1 | 5C x 2.5 CU | 340 | 006 | E1121 -LOT1-0.6-1kV-5C x 2.5-2XWY FRLSH-998.0-D006 | 0
160 | UCP-KM5002B-LV-C01 | UCP-KM5002B | 5C x 2.5-2XWY FRLSH-0.6-1kV-CLM-LOT1 | 1000 | 5C x 2.5 | 2XWY FRLSH | 0.6-1kV | CLM | Area-17 | LOT1 | 5C x 2.5 CU | 383 | 002 | E1121 -LOT1-0.6-1kV-5C x 2.5-2XWY FRLSH-976.0-D002 | 0
294 | LVAPFC001A-LV-C02 | LVAPFC001A | 5C x 2.5-2XWY FRLSH-0.6-1kV-CLM-LOT1 | 1000 | 5C x 2.5 | 2XWY FRLSH | 0.6-1kV | CLM | SS | LOT1 | 5C x 2.5 CU | 110 | 006 | E1121 -LOT1-0.6-1kV-5C x 2.5-2XWY FRLSH-998.0-D006 | 0
329 | LVAPFC001B-LV-C02 | LVAPFC001B | 5C x 2.5-2XWY FRLSH-0.6-1kV-CLM-LOT1 | 1000 | 5C x 2.5 | 2XWY FRLSH | 0.6-1kV | CLM | SS | LOT1 | 5C x 2.5 CU | 110 | 006 | E1121 -LOT1-0.6-1kV-5C x 2.5-2XWY FRLSH-998.0-D006 | 0
346 | LVAPFC003A-LV-C02 | LVAPFC003A | 5C x 2.5-2XWY FRLSH-0.6-1kV-CLM-LOT1 | 1000 | 5C x 2.5 | 2XWY FRLSH | 0.6-1kV | CLM | SS | LOT1 | 5C x 2.5 CU | 110 | 005 | E1121 -LOT1-0.6-1kV-5C x 2.5-2XWY FRLSH-950.0-D005 | 0
362 | LVAPFC003B-LV-C03 | LVAPFC003B | 5C x 2.5-2XWY FRLSH-0.6-1kV-CLM-LOT1 | 1000 | 5C x 2.5 | 2XWY FRLSH | 0.6-1kV | CLM | SS | LOT1 | 5C x 2.5 CU | 110 | 005 | E1121 -LOT1-0.6-1kV-5C x 2.5-2XWY FRLSH-950.0-D005 | 0
373 | LCS-PMA1301B-LV-C01 | LCS-PMA1301B | 5C x 2.5-2XWY FRLSH-0.6-1kV-CLM-LOT1 | 1000 | 5C x 2.5 | 2XWY FRLSH | 0.6-1kV | CLM | Area-06 | LOT1 | 5C x 2.5 CU | 300 | 033 | E1121 -LOT1-0.6-1kV-5C x 2.5-2XWY FRLSH-855.0-D033 | 0
375 | LCS-PMA1302B-LV-C01 | LCS-PMA1302B | 5C x 2.5-2XWY FRLSH-0.6-1kV-CLM-LOT1 | 1000 | 5C x 2.5 | 2XWY FRLSH | 0.6-1kV | CLM | Area-06 | LOT1 | 5C x 2.5 CU | 216 | 032 | E1121 -LOT1-0.6-1kV-5C x 2.5-2XWY FRLSH-919.0-D032 | 0
381 | LCS-PMA1501A-LV-C01 | LCS-PMA1501A | 5C x 2.5-2XWY FRLSH-0.6-1kV-CLM-LOT1 | 1000 | 5C x 2.5 | 2XWY FRLSH | 0.6-1kV | CLM | Area-07 | LOT1 | 5C x 2.5 CU | 263 | 031 | E1121 -LOT1-0.6-1kV-5C x 2.5-2XWY FRLSH-947.0-D031 | 0
384 | LCS-PMA1502B-LV-C02 | LCS-PMA1502B | 5C x 2.5-2XWY FRLSH-0.6-1kV-CLM-LOT1 | 1000 | 5C x 2.5 | 2XWY FRLSH | 0.6-1kV | CLM | Area-07 | LOT1 | 5C x 2.5 CU | 225 | 030 | E1121 -LOT1-0.6-1kV-5C x 2.5-2XWY FRLSH-982.0-D030 | 0
386 | LCS-PMA1801B-LV-C01 | LCS-PMA1801B | 5C x 2.5-2XWY FRLSH-0.6-1kV-CLM-LOT1 | 1000 | 5C x 2.5 | 2XWY FRLSH | 0.6-1kV | CLM | Area-08 | LOT1 | 5C x 2.5 CU | 163 | 030 | E1121 -LOT1-0.6-1kV-5C x 2.5-2XWY FRLSH-982.0-D030 | 0
388 | LCS-PMA1822A-LV-C01 | LCS-PMA1822A | 5C x 2.5-2XWY FRLSH-0.6-1kV-CLM-LOT1 | 1000 | 5C x 2.5 | 2XWY FRLSH | 0.6-1kV | CLM | Area-08 | LOT1 | 5C x 2.5 CU | 181 | 029 | E1121 -LOT1-0.6-1kV-5C x 2.5-2XWY FRLSH-964.0-D029 | 0
390 | LCS-PMA1824A-LV-C01 | LCS-PMA1824A | 5C x 2.5-2XWY FRLSH-0.6-1kV-CLM-LOT1 | 1000 | 5C x 2.5 | 2XWY FRLSH | 0.6-1kV | CLM | Area-08 | LOT1 | 5C x 2.5 CU | 181 | 028 | E1121 -LOT1-0.6-1kV-5C x 2.5-2XWY FRLSH-921.0-D028 | 0
392 | LCS-PMA1832A-LV-C01 | LCS-PMA1832A | 5C x 2.5-2XWY FRLSH-0.6-1kV-CLM-LOT1 | 1000 | 5C x 2.5 | 2XWY FRLSH | 0.6-1kV | CLM | Area-08 | LOT1 | 5C x 2.5 CU | 176 | 027 | E1121 -LOT1-0.6-1kV-5C x 2.5-2XWY FRLSH-950.0-D027 | 0
394 | LCS-PMA1833A-LV-C01 | LCS-PMA1833A | 5C x 2.5-2XWY FRLSH-0.6-1kV-CLM-LOT1 | 1000 | 5C x 2.5 | 2XWY FRLSH | 0.6-1kV | CLM | Area-08 | LOT1 | 5C x 2.5 CU | 169 | 027 | E1121 -LOT1-0.6-1kV-5C x 2.5-2XWY FRLSH-950.0-D027 | 0
396 | LCS-PMA1842A-LV-C01 | LCS-PMA1842A | 5C x 2.5-2XWY FRLSH-0.6-1kV-CLM-LOT1 | 1000 | 5C x 2.5 | 2XWY FRLSH | 0.6-1kV | CLM | Area-08 | LOT1 | 5C x 2.5 CU | 169 | 025 | E1121 -LOT1-0.6-1kV-5C x 2.5-2XWY FRLSH-950.0-D025 | 0
398 | LCS-PMA1851A-LV-C01 | LCS-PMA1851A | 5C x 2.5-2XWY FRLSH-0.6-1kV-CLM-LOT1 | 1000 | 5C x 2.5 | 2XWY FRLSH | 0.6-1kV | CLM | Area-08 | LOT1 | 5C x 2.5 CU | 190 | 016 | E1121 -LOT1-0.6-1kV-5C x 2.5-2XWY FRLSH-970.0-D016 | 0
403 | LCS-PMA2601A-LV-C01 | LCS-PMA2601A | 5C x 2.5-2XWY FRLSH-0.6-1kV-CLM-LOT1 | 1000 | 5C x 2.5 | 2XWY FRLSH | 0.6-1kV | CLM | Area-11 | LOT1 | 5C x 2.5 CU | 358 | 025 | E1121 -LOT1-0.6-1kV-5C x 2.5-2XWY FRLSH-950.0-D025 | 0
406 | LCS-PMA2603A-LV-C01 | LCS-PMA2603A | 5C x 2.5-2XWY FRLSH-0.6-1kV-CLM-LOT1 | 1000 | 5C x 2.5 | 2XWY FRLSH | 0.6-1kV | CLM | Area-11 | LOT1 | 5C x 2.5 CU | 360 | 023 | E1121 -LOT1-0.6-1kV-5C x 2.5-2XWY FRLSH-975.0-D023 | 0
408 | LCS-PMA35021-LV-C01 | LCS-PMA35021 | 5C x 2.5-2XWY FRLSH-0.6-1kV-CLM-LOT1 | 1000 | 5C x 2.5 | 2XWY FRLSH | 0.6-1kV | CLM | Area-09 | LOT1 | 5C x 2.5 CU | 233 | 018 | E1121 -LOT1-0.6-1kV-5C x 2.5-2XWY FRLSH-999.0-D018 | 0
410 | LCS-PMA35022-LV-C01 | LCS-PMA35022 | 5C x 2.5-2XWY FRLSH-0.6-1kV-CLM-LOT1 | 1000 | 5C x 2.5 | 2XWY FRLSH | 0.6-1kV | CLM | Area-09 | LOT1 | 5C x 2.5 CU | 233 | 014 | E1121 -LOT1-0.6-1kV-5C x 2.5-2XWY FRLSH-999.0-D014 | 0
415 | LCS-PMA501AA-LV-C03 | LCS-PMA501AA | 5C x 2.5-2XWY FRLSH-0.6-1kV-CLM-LOT1 | 1000 | 5C x 2.5 | 2XWY FRLSH | 0.6-1kV | CLM | Area-07 | LOT1 | 5C x 2.5 CU | 115 | 007 | E1121 -LOT1-0.6-1kV-5C x 2.5-2XWY FRLSH-970.0-D007 | 0
420 | LCS-PMA501BA-LV-C03 | LCS-PMA501BA | 5C x 2.5-2XWY FRLSH-0.6-1kV-CLM-LOT1 | 1000 | 5C x 2.5 | 2XWY FRLSH | 0.6-1kV | CLM | Area-07 | LOT1 | 5C x 2.5 CU | 115 | 006 | E1121 -LOT1-0.6-1kV-5C x 2.5-2XWY FRLSH-998.0-D006 | 0
424 | UCP-HHMA501A-LV-C03 | UCP-HHMA501A | 5C x 2.5-2XWY FRLSH-0.6-1kV-CLM-LOT1 | 1000 | 5C x 2.5 | 2XWY FRLSH | 0.6-1kV | CLM | Area-07 | LOT1 | 5C x 2.5 CU | 115 | 003 | E1121 -LOT1-0.6-1kV-5C x 2.5-2XWY FRLSH-988.0-D003 | 0
427 | UCP-FMA501AA-LV-C02 | UCP-FMA501AA | 5C x 2.5-2XWY FRLSH-0.6-1kV-CLM-LOT1 | 1000 | 5C x 2.5 | 2XWY FRLSH | 0.6-1kV | CLM | Area-07 | LOT1 | 5C x 2.5 CU | 115 | 005 | E1121 -LOT1-0.6-1kV-5C x 2.5-2XWY FRLSH-950.0-D005 | 0
430 | UCP-FMA501BA-LV-C02 | UCP-FMA501BA | 5C x 2.5-2XWY FRLSH-0.6-1kV-CLM-LOT1 | 1000 | 5C x 2.5 | 2XWY FRLSH | 0.6-1kV | CLM | Area-07 | LOT1 | 5C x 2.5 CU | 115 | 004 | E1121 -LOT1-0.6-1kV-5C x 2.5-2XWY FRLSH-988.0-D004 | 0
436 | LCS-PMA1301A-LV-C01 | LCS-PMA1301A | 5C x 2.5-2XWY FRLSH-0.6-1kV-CLM-LOT1 | 1000 | 5C x 2.5 | 2XWY FRLSH | 0.6-1kV | CLM | Area-06 | LOT1 | 5C x 2.5 CU | 205 | 033 | E1121 -LOT1-0.6-1kV-5C x 2.5-2XWY FRLSH-855.0-D033 | 0
438 | LCS-PMA1302A-LV-C01 | LCS-PMA1302A | 5C x 2.5-2XWY FRLSH-0.6-1kV-CLM-LOT1 | 1000 | 5C x 2.5 | 2XWY FRLSH | 0.6-1kV | CLM | Area-06 | LOT1 | 5C x 2.5 CU | 216 | 032 | E1121 -LOT1-0.6-1kV-5C x 2.5-2XWY FRLSH-919.0-D032 | 0
440 | LCS-PMA1305-LV-C01 | LCS-PMA1305 | 5C x 2.5-2XWY FRLSH-0.6-1kV-CLM-LOT1 | 1000 | 5C x 2.5 | 2XWY FRLSH | 0.6-1kV | CLM | Area-06 | LOT1 | 5C x 2.5 CU | 195 | 032 | E1121 -LOT1-0.6-1kV-5C x 2.5-2XWY FRLSH-919.0-D032 | 0
446 | LCS-PMA1501B-LV-C01 | LCS-PMA1501B | 5C x 2.5-2XWY FRLSH-0.6-1kV-CLM-LOT1 | 1000 | 5C x 2.5 | 2XWY FRLSH | 0.6-1kV | CLM | Area-07 | LOT1 | 5C x 2.5 CU | 276 | 031 | E1121 -LOT1-0.6-1kV-5C x 2.5-2XWY FRLSH-947.0-D031 | 0
449 | LCS-PMA1502A-LV-C02 | LCS-PMA1502A | 5C x 2.5-2XWY FRLSH-0.6-1kV-CLM-LOT1 | 1000 | 5C x 2.5 | 2XWY FRLSH | 0.6-1kV | CLM | Area-07 | LOT1 | 5C x 2.5 CU | 229 | 030 | E1121 -LOT1-0.6-1kV-5C x 2.5-2XWY FRLSH-982.0-D030 | 0
451 | LCS-PMA1801A-LV-C01 | LCS-PMA1801A | 5C x 2.5-2XWY FRLSH-0.6-1kV-CLM-LOT1 | 1000 | 5C x 2.5 | 2XWY FRLSH | 0.6-1kV | CLM | Area-08 | LOT1 | 5C x 2.5 CU | 163 | 030 | E1121 -LOT1-0.6-1kV-5C x 2.5-2XWY FRLSH-982.0-D030 | 0
453 | LCS-PMA1822B-LV-C01 | LCS-PMA1822B | 5C x 2.5-2XWY FRLSH-0.6-1kV-CLM-LOT1 | 1000 | 5C x 2.5 | 2XWY FRLSH | 0.6-1kV | CLM | Area-08 | LOT1 | 5C x 2.5 CU | 181 | 029 | E1121 -LOT1-0.6-1kV-5C x 2.5-2XWY FRLSH-964.0-D029 | 0
455 | LCS-PMA1824B-LV-C01 | LCS-PMA1824B | 5C x 2.5-2XWY FRLSH-0.6-1kV-CLM-LOT1 | 1000 | 5C x 2.5 | 2XWY FRLSH | 0.6-1kV | CLM | Area-08 | LOT1 | 5C x 2.5 CU | 181 | 028 | E1121 -LOT1-0.6-1kV-5C x 2.5-2XWY FRLSH-921.0-D028 | 0
457 | LCS-PMA1832B-LV-C01 | LCS-PMA1832B | 5C x 2.5-2XWY FRLSH-0.6-1kV-CLM-LOT1 | 1000 | 5C x 2.5 | 2XWY FRLSH | 0.6-1kV | CLM | Area-08 | LOT1 | 5C x 2.5 CU | 176 | 027 | E1121 -LOT1-0.6-1kV-5C x 2.5-2XWY FRLSH-950.0-D027 | 0
459 | LCS-PMA1833B-LV-C01 | LCS-PMA1833B | 5C x 2.5-2XWY FRLSH-0.6-1kV-CLM-LOT1 | 1000 | 5C x 2.5 | 2XWY FRLSH | 0.6-1kV | CLM | Area-08 | LOT1 | 5C x 2.5 CU | 169 | 027 | E1121 -LOT1-0.6-1kV-5C x 2.5-2XWY FRLSH-950.0-D027 | 0
461 | LCS-PMA1842B-LV-C01 | LCS-PMA1842B | 5C x 2.5-2XWY FRLSH-0.6-1kV-CLM-LOT1 | 1000 | 5C x 2.5 | 2XWY FRLSH | 0.6-1kV | CLM | Area-08 | LOT1 | 5C x 2.5 CU | 169 | 024 | E1121 -LOT1-0.6-1kV-5C x 2.5-2XWY FRLSH-942.0-D024 | 0
463 | LCS-PMA1844-LV-C01 | LCS-PMA1844 | 5C x 2.5-2XWY FRLSH-0.6-1kV-CLM-LOT1 | 1000 | 5C x 2.5 | 2XWY FRLSH | 0.6-1kV | CLM | Area-08 | LOT1 | 5C x 2.5 CU | 163 | 017 | E1121 -LOT1-0.6-1kV-5C x 2.5-2XWY FRLSH-956.0-D017 | 0
465 | LCS-PMA1851B-LV-C01 | LCS-PMA1851B | 5C x 2.5-2XWY FRLSH-0.6-1kV-CLM-LOT1 | 1000 | 5C x 2.5 | 2XWY FRLSH | 0.6-1kV | CLM | Area-08 | LOT1 | 5C x 2.5 CU | 190 | 015 | E1121 -LOT1-0.6-1kV-5C x 2.5-2XWY FRLSH-971.0-D015 | 0
470 | LCS-PMA2601B-LV-C01 | LCS-PMA2601B | 5C x 2.5-2XWY FRLSH-0.6-1kV-CLM-LOT1 | 1000 | 5C x 2.5 | 2XWY FRLSH | 0.6-1kV | CLM | Area-11 | LOT1 | 5C x 2.5 CU | 358 | 025 | E1121 -LOT1-0.6-1kV-5C x 2.5-2XWY FRLSH-950.0-D025 | 0
473 | LCS-PMA2603B-LV-C01 | LCS-PMA2603B | 5C x 2.5-2XWY FRLSH-0.6-1kV-CLM-LOT1 | 1000 | 5C x 2.5 | 2XWY FRLSH | 0.6-1kV | CLM | Area-11 | LOT1 | 5C x 2.5 CU | 360 | 023 | E1121 -LOT1-0.6-1kV-5C x 2.5-2XWY FRLSH-975.0-D023 | 0
478 | UCP-PMA501AB-LV-C03 | UCP-PMA501AB | 5C x 2.5-2XWY FRLSH-0.6-1kV-CLM-LOT1 | 1000 | 5C x 2.5 | 2XWY FRLSH | 0.6-1kV | CLM | Area-07 | LOT1 | 5C x 2.5 CU | 105 | 002 | E1121 -LOT1-0.6-1kV-5C x 2.5-2XWY FRLSH-976.0-D002 | 0
483 | UCP-PMA501BB-LV-C03 | UCP-PMA501BB | 5C x 2.5-2XWY FRLSH-0.6-1kV-CLM-LOT1 | 1000 | 5C x 2.5 | 2XWY FRLSH | 0.6-1kV | CLM | Area-07 | LOT1 | 5C x 2.5 CU | 105 | 001 | E1121 -LOT1-0.6-1kV-5C x 2.5-2XWY FRLSH-995.0-D001 | 0
487 | UCP-HHMA501B-LV-C03 | UCP-HHMA501B | 5C x 2.5-2XWY FRLSH-0.6-1kV-CLM-LOT1 | 1000 | 5C x 2.5 | 2XWY FRLSH | 0.6-1kV | CLM | Area-07 | LOT1 | 5C x 2.5 CU | 105 | 003 | E1121 -LOT1-0.6-1kV-5C x 2.5-2XWY FRLSH-988.0-D003 | 0
490 | UCP-FMA501AB-LV-C02 | UCP-FMA501AB | 5C x 2.5-2XWY FRLSH-0.6-1kV-CLM-LOT1 | 1000 | 5C x 2.5 | 2XWY FRLSH | 0.6-1kV | CLM | Area-07 | LOT1 | 5C x 2.5 CU | 105 | 004 | E1121 -LOT1-0.6-1kV-5C x 2.5-2XWY FRLSH-988.0-D004 | 0
493 | UCP-FMA501BB-LV-C02 | UCP-FMA501BB | 5C x 2.5-2XWY FRLSH-0.6-1kV-CLM-LOT1 | 1000 | 5C x 2.5 | 2XWY FRLSH | 0.6-1kV | CLM | Area-07 | LOT1 | 5C x 2.5 CU | 105 | 004 | E1121 -LOT1-0.6-1kV-5C x 2.5-2XWY FRLSH-988.0-D004 | 0
499 | LCS-PMB1301B-LV-C01 | LCS-PMB1301B | 5C x 2.5-2XWY FRLSH-0.6-1kV-CLM-LOT1 | 1000 | 5C x 2.5 | 2XWY FRLSH | 0.6-1kV | CLM | Area-12 | LOT1 | 5C x 2.5 CU | 255 | 022 | E1121 -LOT1-0.6-1kV-5C x 2.5-2XWY FRLSH-958.0-D022 | 0
501 | LCS-PMB1302B-LV-C01 | LCS-PMB1302B | 5C x 2.5-2XWY FRLSH-0.6-1kV-CLM-LOT1 | 1000 | 5C x 2.5 | 2XWY FRLSH | 0.6-1kV | CLM | Area-12 | LOT1 | 5C x 2.5 CU | 267 | 022 | E1121 -LOT1-0.6-1kV-5C x 2.5-2XWY FRLSH-958.0-D022 | 0
503 | LCS-PMB1305-LV-C01 | LCS-PMB1305 | 5C x 2.5-2XWY FRLSH-0.6-1kV-CLM-LOT1 | 1000 | 5C x 2.5 | 2XWY FRLSH | 0.6-1kV | CLM | Area-12 | LOT1 | 5C x 2.5 CU | 244 | 021 | E1121 -LOT1-0.6-1kV-5C x 2.5-2XWY FRLSH-972.0-D021 | 0
509 | LCS-PMB1501A-LV-C01 | LCS-PMB1501A | 5C x 2.5-2XWY FRLSH-0.6-1kV-CLM-LOT1 | 1000 | 5C x 2.5 | 2XWY FRLSH | 0.6-1kV | CLM | Area-13 | LOT1 | 5C x 2.5 CU | 314 | 020 | E1121 -LOT1-0.6-1kV-5C x 2.5-2XWY FRLSH-944.0-D020 | 0
512 | LCS-PMB1502A-LV-C02 | LCS-PMB1502A | 5C x 2.5-2XWY FRLSH-0.6-1kV-CLM-LOT1 | 1000 | 5C x 2.5 | 2XWY FRLSH | 0.6-1kV | CLM | Area-13 | LOT1 | 5C x 2.5 CU | 313 | 019 | E1121 -LOT1-0.6-1kV-5C x 2.5-2XWY FRLSH-982.0-D019 | 0
514 | LCS-PMB1801B-LV-C01 | LCS-PMB1801B | 5C x 2.5-2XWY FRLSH-0.6-1kV-CLM-LOT1 | 1000 | 5C x 2.5 | 2XWY FRLSH | 0.6-1kV | CLM | Area-14 | LOT1 | 5C x 2.5 CU | 246 | 018 | E1121 -LOT1-0.6-1kV-5C x 2.5-2XWY FRLSH-999.0-D018 | 0
516 | LCS-PMB1822A-LV-C01 | LCS-PMB1822A | 5C x 2.5-2XWY FRLSH-0.6-1kV-CLM-LOT1 | 1000 | 5C x 2.5 | 2XWY FRLSH | 0.6-1kV | CLM | Area-14 | LOT1 | 5C x 2.5 CU | 269 | 017 | E1121 -LOT1-0.6-1kV-5C x 2.5-2XWY FRLSH-956.0-D017 | 0
518 | LCS-PMB1824B-LV-C01 | LCS-PMB1824B | 5C x 2.5-2XWY FRLSH-0.6-1kV-CLM-LOT1 | 1000 | 5C x 2.5 | 2XWY FRLSH | 0.6-1kV | CLM | Area-14 | LOT1 | 5C x 2.5 CU | 264 | 015 | E1121 -LOT1-0.6-1kV-5C x 2.5-2XWY FRLSH-971.0-D015 | 0
520 | LCS-PMB1832A-LV-C01 | LCS-PMB1832A | 5C x 2.5-2XWY FRLSH-0.6-1kV-CLM-LOT1 | 1000 | 5C x 2.5 | 2XWY FRLSH | 0.6-1kV | CLM | Area-14 | LOT1 | 5C x 2.5 CU | 258 | 015 | E1121 -LOT1-0.6-1kV-5C x 2.5-2XWY FRLSH-971.0-D015 | 0
522 | LCS-PMB1833A-LV-C01 | LCS-PMB1833A | 5C x 2.5-2XWY FRLSH-0.6-1kV-CLM-LOT1 | 1000 | 5C x 2.5 | 2XWY FRLSH | 0.6-1kV | CLM | Area-14 | LOT1 | 5C x 2.5 CU | 254 | 014 | E1121 -LOT1-0.6-1kV-5C x 2.5-2XWY FRLSH-999.0-D014 | 0
524 | LCS-PMB1842B-LV-C01 | LCS-PMB1842B | 5C x 2.5-2XWY FRLSH-0.6-1kV-CLM-LOT1 | 1000 | 5C x 2.5 | 2XWY FRLSH | 0.6-1kV | CLM | Area-14 | LOT1 | 5C x 2.5 CU | 248 | 013 | E1121 -LOT1-0.6-1kV-5C x 2.5-2XWY FRLSH-991.0-D013 | 0
526 | LCS-PMB1851A-LV-C01 | LCS-PMB1851A | 5C x 2.5-2XWY FRLSH-0.6-1kV-CLM-LOT1 | 1000 | 5C x 2.5 | 2XWY FRLSH | 0.6-1kV | CLM | Area-14 | LOT1 | 5C x 2.5 CU | 274 | 012 | E1121 -LOT1-0.6-1kV-5C x 2.5-2XWY FRLSH-937.0-D012 | 0
531 | LCS-PMB2601A-LV-C01 | LCS-PMB2601A | 5C x 2.5-2XWY FRLSH-0.6-1kV-CLM-LOT1 | 1000 | 5C x 2.5 | 2XWY FRLSH | 0.6-1kV | CLM | Area-11 | LOT1 | 5C x 2.5 CU | 371 | 011 | E1121 -LOT1-0.6-1kV-5C x 2.5-2XWY FRLSH-999.0-D011 | 0
534 | LCS-PMB2603B-LV-C01 | LCS-PMB2603B | 5C x 2.5-2XWY FRLSH-0.6-1kV-CLM-LOT1 | 1000 | 5C x 2.5 | 2XWY FRLSH | 0.6-1kV | CLM | Area-11 | LOT1 | 5C x 2.5 CU | 376 | 008 | E1121 -LOT1-0.6-1kV-5C x 2.5-2XWY FRLSH-982.0-D008 | 0
536 | LCS-PMB35021-LV-C01 | LCS-PMB35021 | 5C x 2.5-2XWY FRLSH-0.6-1kV-CLM-LOT1 | 1000 | 5C x 2.5 | 2XWY FRLSH | 0.6-1kV | CLM | Area-09 | LOT1 | 5C x 2.5 CU | 267 | 008 | E1121 -LOT1-0.6-1kV-5C x 2.5-2XWY FRLSH-982.0-D008 | 0
541 | UCP-PMB501AB-LV-C03 | UCP-PMB501AB | 5C x 2.5-2XWY FRLSH-0.6-1kV-CLM-LOT1 | 1000 | 5C x 2.5 | 2XWY FRLSH | 0.6-1kV | CLM | Area-13 | LOT1 | 5C x 2.5 CU | 115 | 001 | E1121 -LOT1-0.6-1kV-5C x 2.5-2XWY FRLSH-995.0-D001 | 0
546 | UCP-PMB501BB-LV-C03 | UCP-PMB501BB | 5C x 2.5-2XWY FRLSH-0.6-1kV-CLM-LOT1 | 1000 | 5C x 2.5 | 2XWY FRLSH | 0.6-1kV | CLM | Area-13 | LOT1 | 5C x 2.5 CU | 115 | 001 | E1121 -LOT1-0.6-1kV-5C x 2.5-2XWY FRLSH-995.0-D001 | 0
551 | UCP-HHMB501A-LV-C02 | UCP-HHMB501A | 5C x 2.5-2XWY FRLSH-0.6-1kV-CLM-LOT1 | 1000 | 5C x 2.5 | 2XWY FRLSH | 0.6-1kV | CLM | Area-13 | LOT1 | 5C x 2.5 CU | 115 | 003 | E1121 -LOT1-0.6-1kV-5C x 2.5-2XWY FRLSH-988.0-D003 | 0
554 | UCP-FMB501AB-LV-C02 | UCP-FMB501AB | 5C x 2.5-2XWY FRLSH-0.6-1kV-CLM-LOT1 | 1000 | 5C x 2.5 | 2XWY FRLSH | 0.6-1kV | CLM | Area-13 | LOT1 | 5C x 2.5 CU | 115 | 004 | E1121 -LOT1-0.6-1kV-5C x 2.5-2XWY FRLSH-988.0-D004 | 0
557 | UCP-FMB501BB-LV-C02 | UCP-FMB501BB | 5C x 2.5-2XWY FRLSH-0.6-1kV-CLM-LOT1 | 1000 | 5C x 2.5 | 2XWY FRLSH | 0.6-1kV | CLM | Area-13 | LOT1 | 5C x 2.5 CU | 115 | 003 | E1121 -LOT1-0.6-1kV-5C x 2.5-2XWY FRLSH-988.0-D003 | 0
563 | LCS-PMB1301A-LV-C01 | LCS-PMB1301A | 5C x 2.5-2XWY FRLSH-0.6-1kV-CLM-LOT1 | 1000 | 5C x 2.5 | 2XWY FRLSH | 0.6-1kV | CLM | Area-12 | LOT1 | 5C x 2.5 CU | 255 | 023 | E1121 -LOT1-0.6-1kV-5C x 2.5-2XWY FRLSH-975.0-D023 | 0
565 | LCS-PMB1302A-LV-C01 | LCS-PMB1302A | 5C x 2.5-2XWY FRLSH-0.6-1kV-CLM-LOT1 | 1000 | 5C x 2.5 | 2XWY FRLSH | 0.6-1kV | CLM | Area-12 | LOT1 | 5C x 2.5 CU | 267 | 022 | E1121 -LOT1-0.6-1kV-5C x 2.5-2XWY FRLSH-958.0-D022 | 0
571 | LCS-PMB1501B-LV-C01 | LCS-PMB1501B | 5C x 2.5-2XWY FRLSH-0.6-1kV-CLM-LOT1 | 1000 | 5C x 2.5 | 2XWY FRLSH | 0.6-1kV | CLM | Area-13 | LOT1 | 5C x 2.5 CU | 327 | 019 | E1121 -LOT1-0.6-1kV-5C x 2.5-2XWY FRLSH-982.0-D019 | 0
574 | LCS-PMB1502B-LV-C02 | LCS-PMB1502B | 5C x 2.5-2XWY FRLSH-0.6-1kV-CLM-LOT1 | 1000 | 5C x 2.5 | 2XWY FRLSH | 0.6-1kV | CLM | Area-13 | LOT1 | 5C x 2.5 CU | 277 | 019 | E1121 -LOT1-0.6-1kV-5C x 2.5-2XWY FRLSH-982.0-D019 | 0
576 | LCS-PMB1801A-LV-C01 | LCS-PMB1801A | 5C x 2.5-2XWY FRLSH-0.6-1kV-CLM-LOT1 | 1000 | 5C x 2.5 | 2XWY FRLSH | 0.6-1kV | CLM | Area-14 | LOT1 | 5C x 2.5 CU | 246 | 018 | E1121 -LOT1-0.6-1kV-5C x 2.5-2XWY FRLSH-999.0-D018 | 0
578 | LCS-PMB1822B-LV-C01 | LCS-PMB1822B | 5C x 2.5-2XWY FRLSH-0.6-1kV-CLM-LOT1 | 1000 | 5C x 2.5 | 2XWY FRLSH | 0.6-1kV | CLM | Area-14 | LOT1 | 5C x 2.5 CU | 269 | 017 | E1121 -LOT1-0.6-1kV-5C x 2.5-2XWY FRLSH-956.0-D017 | 0
580 | LCS-PMB1824A-LV-C01 | LCS-PMB1824A | 5C x 2.5-2XWY FRLSH-0.6-1kV-CLM-LOT1 | 1000 | 5C x 2.5 | 2XWY FRLSH | 0.6-1kV | CLM | Area-14 | LOT1 | 5C x 2.5 CU | 264 | 016 | E1121 -LOT1-0.6-1kV-5C x 2.5-2XWY FRLSH-970.0-D016 | 0
582 | LCS-PMB1832B-LV-C01 | LCS-PMB1832B | 5C x 2.5-2XWY FRLSH-0.6-1kV-CLM-LOT1 | 1000 | 5C x 2.5 | 2XWY FRLSH | 0.6-1kV | CLM | Area-14 | LOT1 | 5C x 2.5 CU | 258 | 014 | E1121 -LOT1-0.6-1kV-5C x 2.5-2XWY FRLSH-999.0-D014 | 0
584 | LCS-PMB1833B-LV-C01 | LCS-PMB1833B | 5C x 2.5-2XWY FRLSH-0.6-1kV-CLM-LOT1 | 1000 | 5C x 2.5 | 2XWY FRLSH | 0.6-1kV | CLM | Area-14 | LOT1 | 5C x 2.5 CU | 254 | 014 | E1121 -LOT1-0.6-1kV-5C x 2.5-2XWY FRLSH-999.0-D014 | 0
586 | LCS-PMB1842A-LV-C01 | LCS-PMB1842A | 5C x 2.5-2XWY FRLSH-0.6-1kV-CLM-LOT1 | 1000 | 5C x 2.5 | 2XWY FRLSH | 0.6-1kV | CLM | Area-14 | LOT1 | 5C x 2.5 CU | 248 | 013 | E1121 -LOT1-0.6-1kV-5C x 2.5-2XWY FRLSH-991.0-D013 | 0
588 | LCS-PMB1844-LV-C01 | LCS-PMB1844 | 5C x 2.5-2XWY FRLSH-0.6-1kV-CLM-LOT1 | 1000 | 5C x 2.5 | 2XWY FRLSH | 0.6-1kV | CLM | Area-14 | LOT1 | 5C x 2.5 CU | 246 | 010 | E1121 -LOT1-0.6-1kV-5C x 2.5-2XWY FRLSH-983.0-D010 | 0
590 | LCS-PMB1851B-LV-C01 | LCS-PMB1851B | 5C x 2.5-2XWY FRLSH-0.6-1kV-CLM-LOT1 | 1000 | 5C x 2.5 | 2XWY FRLSH | 0.6-1kV | CLM | Area-14 | LOT1 | 5C x 2.5 CU | 274 | 008 | E1121 -LOT1-0.6-1kV-5C x 2.5-2XWY FRLSH-982.0-D008 | 0
595 | LCS-PMB2601B-LV-C01 | LCS-PMB2601B | 5C x 2.5-2XWY FRLSH-0.6-1kV-CLM-LOT1 | 1000 | 5C x 2.5 | 2XWY FRLSH | 0.6-1kV | CLM | Area-11 | LOT1 | 5C x 2.5 CU | 371 | 010 | E1121 -LOT1-0.6-1kV-5C x 2.5-2XWY FRLSH-983.0-D010 | 0
598 | LCS-PMB2603A-LV-C01 | LCS-PMB2603A | 5C x 2.5-2XWY FRLSH-0.6-1kV-CLM-LOT1 | 1000 | 5C x 2.5 | 2XWY FRLSH | 0.6-1kV | CLM | Area-11 | LOT1 | 5C x 2.5 CU | 376 | 009 | E1121 -LOT1-0.6-1kV-5C x 2.5-2XWY FRLSH-994.0-D009 | 0
600 | LCS-PMB35022-LV-C01 | LCS-PMB35022 | 5C x 2.5-2XWY FRLSH-0.6-1kV-CLM-LOT1 | 1000 | 5C x 2.5 | 2XWY FRLSH | 0.6-1kV | CLM | Area-09 | LOT1 | 5C x 2.5 CU | 267 | 007 | E1121 -LOT1-0.6-1kV-5C x 2.5-2XWY FRLSH-970.0-D007 | 0
605 | UCP-PMB501AA-LV-C03 | UCP-PMB501AA | 5C x 2.5-2XWY FRLSH-0.6-1kV-CLM-LOT1 | 1000 | 5C x 2.5 | 2XWY FRLSH | 0.6-1kV | CLM | Area-13 | LOT1 | 5C x 2.5 CU | 115 | 001 | E1121 -LOT1-0.6-1kV-5C x 2.5-2XWY FRLSH-995.0-D001 | 0
610 | UCP-PMB501BA-LV-C03 | UCP-PMB501BA | 5C x 2.5-2XWY FRLSH-0.6-1kV-CLM-LOT1 | 1000 | 5C x 2.5 | 2XWY FRLSH | 0.6-1kV | CLM | Area-13 | LOT1 | 5C x 2.5 CU | 115 | 001 | E1121 -LOT1-0.6-1kV-5C x 2.5-2XWY FRLSH-995.0-D001 | 0
615 | UCP-HHMB501B-LV-C02 | UCP-HHMB501B | 5C x 2.5-2XWY FRLSH-0.6-1kV-CLM-LOT1 | 1000 | 5C x 2.5 | 2XWY FRLSH | 0.6-1kV | CLM | Area-13 | LOT1 | 5C x 2.5 CU | 105 | 002 | E1121 -LOT1-0.6-1kV-5C x 2.5-2XWY FRLSH-976.0-D002 | 0
618 | UCP-FMB501AA-LV-C02 | UCP-FMB501AA | 5C x 2.5-2XWY FRLSH-0.6-1kV-CLM-LOT1 | 1000 | 5C x 2.5 | 2XWY FRLSH | 0.6-1kV | CLM | Area-13 | LOT1 | 5C x 2.5 CU | 105 | 004 | E1121 -LOT1-0.6-1kV-5C x 2.5-2XWY FRLSH-988.0-D004 | 0
621 | UCP-FMB501BA-LV-C02 | UCP-FMB501BA | 5C x 2.5-2XWY FRLSH-0.6-1kV-CLM-LOT1 | 1000 | 5C x 2.5 | 2XWY FRLSH | 0.6-1kV | CLM | Area-13 | LOT1 | 5C x 2.5 CU | 105 | 003 | E1121 -LOT1-0.6-1kV-5C x 2.5-2XWY FRLSH-988.0-D003 | 0
628 | LCS-PM1201A-LV-C01 | LCS-PM1201A | 5C x 2.5-2XWY FRLSH-0.6-1kV-CLM-LOT1 | 1000 | 5C x 2.5 | 2XWY FRLSH | 0.6-1kV | CLM | Area-08 | LOT1 | 5C x 2.5 CU | 201 | 060 | E1121 -LOT1-0.6-1kV-5C x 2.5-2XWY FRLSH-894.0-D060 | 0
630 | LCS-PM1202A-LV-C01 | LCS-PM1202A | 5C x 2.5-2XWY FRLSH-0.6-1kV-CLM-LOT1 | 1000 | 5C x 2.5 | 2XWY FRLSH | 0.6-1kV | CLM | Area-08 | LOT1 | 5C x 2.5 CU | 213 | 053 | E1121 -LOT1-0.6-1kV-5C x 2.5-2XWY FRLSH-997.0-D053 | 0
632 | LCS-PM1211A-LV-C01 | LCS-PM1211A | 5C x 2.5-2XWY FRLSH-0.6-1kV-CLM-LOT1 | 1000 | 5C x 2.5 | 2XWY FRLSH | 0.6-1kV | CLM | Area-08 | LOT1 | 5C x 2.5 CU | 205 | 043 | E1121 -LOT1-0.6-1kV-5C x 2.5-2XWY FRLSH-990.0-D043 | 0
634 | LCS-BL1301B-LV-C01 | LCS-BL1301B | 5C x 2.5-2XWY FRLSH-0.6-1kV-CLM-LOT1 | 1000 | 5C x 2.5 | 2XWY FRLSH | 0.6-1kV | CLM | Area-18 | LOT1 | 5C x 2.5 CU | 337 | 062 | E1121 -LOT1-0.6-1kV-5C x 2.5-2XWY FRLSH-682.0-D062 | 0
636 | LCS-PM1303A-LV-C01 | LCS-PM1303A | 5C x 2.5-2XWY FRLSH-0.6-1kV-CLM-LOT1 | 1000 | 5C x 2.5 | 2XWY FRLSH | 0.6-1kV | CLM | Area-18 | LOT1 | 5C x 2.5 CU | 345 | 062 | E1121 -LOT1-0.6-1kV-5C x 2.5-2XWY FRLSH-682.0-D062 | 0
639 | LCS-PM1304A-LV-C01 | LCS-PM1304A | 5C x 2.5-2XWY FRLSH-0.6-1kV-CLM-LOT1 | 1000 | 5C x 2.5 | 2XWY FRLSH | 0.6-1kV | CLM | Area-18 | LOT1 | 5C x 2.5 CU | 342 | 061 | E1121 -LOT1-0.6-1kV-5C x 2.5-2XWY FRLSH-687.0-D061 | 0
641 | LCS-PM1601A-LV-C01 | LCS-PM1601A | 5C x 2.5-2XWY FRLSH-0.6-1kV-CLM-LOT1 | 1000 | 5C x 2.5 | 2XWY FRLSH | 0.6-1kV | CLM | Area-05 | LOT1 | 5C x 2.5 CU | 351 | 060 | E1121 -LOT1-0.6-1kV-5C x 2.5-2XWY FRLSH-894.0-D060 | 0
644 | LCS-PM1701B-LV-C01 | LCS-PM1701B | 5C x 2.5-2XWY FRLSH-0.6-1kV-CLM-LOT1 | 1000 | 5C x 2.5 | 2XWY FRLSH | 0.6-1kV | CLM | Area-14 | LOT1 | 5C x 2.5 CU | 298 | 059 | E1121 -LOT1-0.6-1kV-5C x 2.5-2XWY FRLSH-947.0-D059 | 0
649 | LCS-PM1703B-LV-C01 | LCS-PM1703B | 5C x 2.5-2XWY FRLSH-0.6-1kV-CLM-LOT1 | 1000 | 5C x 2.5 | 2XWY FRLSH | 0.6-1kV | CLM | Area-14 | LOT1 | 5C x 2.5 CU | 311 | 058 | E1121 -LOT1-0.6-1kV-5C x 2.5-2XWY FRLSH-909.0-D058 | 0
651 | LCS-PM1704B-LV-C01 | LCS-PM1704B | 5C x 2.5-2XWY FRLSH-0.6-1kV-CLM-LOT1 | 1000 | 5C x 2.5 | 2XWY FRLSH | 0.6-1kV | CLM | Area-14 | LOT1 | 5C x 2.5 CU | 287 | 057 | E1121 -LOT1-0.6-1kV-5C x 2.5-2XWY FRLSH-905.0-D057 | 0
653 | LCS-PM1705B-LV-C01 | LCS-PM1705B | 5C x 2.5-2XWY FRLSH-0.6-1kV-CLM-LOT1 | 1000 | 5C x 2.5 | 2XWY FRLSH | 0.6-1kV | CLM | Area-14 | LOT1 | 5C x 2.5 CU | 309 | 057 | E1121 -LOT1-0.6-1kV-5C x 2.5-2XWY FRLSH-905.0-D057 | 0
655 | LCS-PM1901B-LV-C01 | LCS-PM1901B | 5C x 2.5-2XWY FRLSH-0.6-1kV-CLM-LOT1 | 1000 | 5C x 2.5 | 2XWY FRLSH | 0.6-1kV | CLM | Area-14 | LOT1 | 5C x 2.5 CU | 302 | 055 | E1121 -LOT1-0.6-1kV-5C x 2.5-2XWY FRLSH-896.0-D055 | 0
658 | LCS-PM1902A-LV-C01 | LCS-PM1902A | 5C x 2.5-2XWY FRLSH-0.6-1kV-CLM-LOT1 | 1000 | 5C x 2.5 | 2XWY FRLSH | 0.6-1kV | CLM | Area-14 | LOT1 | 5C x 2.5 CU | 297 | 055 | E1121 -LOT1-0.6-1kV-5C x 2.5-2XWY FRLSH-896.0-D055 | 0
663 | LCS-PM2103A-LV-C01 | LCS-PM2103A | 5C x 2.5-2XWY FRLSH-0.6-1kV-CLM-LOT1 | 1000 | 5C x 2.5 | 2XWY FRLSH | 0.6-1kV | CLM | Area-10 | LOT1 | 5C x 2.5 CU | 379 | 054 | E1121 -LOT1-0.6-1kV-5C x 2.5-2XWY FRLSH-956.0-D054 | 0
666 | LCS-PM2252-LV-C01 | LCS-PM2252 | 5C x 2.5-2XWY FRLSH-0.6-1kV-CLM-LOT1 | 1000 | 5C x 2.5 | 2XWY FRLSH | 0.6-1kV | CLM | Area-11 | LOT1 | 5C x 2.5 CU | 352 | 052 | E1121 -LOT1-0.6-1kV-5C x 2.5-2XWY FRLSH-960.0-D052 | 0
668 | LCS-PM2351A-LV-C01 | LCS-PM2351A | 5C x 2.5-2XWY FRLSH-0.6-1kV-CLM-LOT1 | 1000 | 5C x 2.5 | 2XWY FRLSH | 0.6-1kV | CLM | Area-11 | LOT1 | 5C x 2.5 CU | 344 | 052 | E1121 -LOT1-0.6-1kV-5C x 2.5-2XWY FRLSH-960.0-D052 | 0
670 | LCS-PM2404A-LV-C01 | LCS-PM2404A | 5C x 2.5-2XWY FRLSH-0.6-1kV-CLM-LOT1 | 1000 | 5C x 2.5 | 2XWY FRLSH | 0.6-1kV | CLM | Area-05 | LOT1 | 5C x 2.5 CU | 271 | 047 | E1121 -LOT1-0.6-1kV-5C x 2.5-2XWY FRLSH-989.0-D047 | 0
672 | LCS-PM2405B-LV-C01 | LCS-PM2405B | 5C x 2.5-2XWY FRLSH-0.6-1kV-CLM-LOT1 | 1000 | 5C x 2.5 | 2XWY FRLSH | 0.6-1kV | CLM | Area-05 | LOT1 | 5C x 2.5 CU | 262 | 036 | E1121 -LOT1-0.6-1kV-5C x 2.5-2XWY FRLSH-980.0-D036 | 0
674 | LCS-PM2502A-LV-C01 | LCS-PM2502A | 5C x 2.5-2XWY FRLSH-0.6-1kV-CLM-LOT1 | 1000 | 5C x 2.5 | 2XWY FRLSH | 0.6-1kV | CLM | Area-05 | LOT1 | 5C x 2.5 CU | 345 | 048 | E1121 -LOT1-0.6-1kV-5C x 2.5-2XWY FRLSH-998.0-D048 | 0
676 | LCS-PM30011-LV-C01 | LCS-PM30011 | 5C x 2.5-2XWY FRLSH-0.6-1kV-CLM-LOT1 | 1000 | 5C x 2.5 | 2XWY FRLSH | 0.6-1kV | CLM | Area-04 | LOT1 | 5C x 2.5 CU | 368 | 046 | E1121 -LOT1-0.6-1kV-5C x 2.5-2XWY FRLSH-971.0-D046 | 0
678 | LCS-PM30021-LV-C01 | LCS-PM30021 | 5C x 2.5-2XWY FRLSH-0.6-1kV-CLM-LOT1 | 1000 | 5C x 2.5 | 2XWY FRLSH | 0.6-1kV | CLM | Area-09 | LOT1 | 5C x 2.5 CU | 340 | 045 | E1121 -LOT1-0.6-1kV-5C x 2.5-2XWY FRLSH-976.0-D045 | 0
680 | LCS-PM30022-LV-C01 | LCS-PM30022 | 5C x 2.5-2XWY FRLSH-0.6-1kV-CLM-LOT1 | 1000 | 5C x 2.5 | 2XWY FRLSH | 0.6-1kV | CLM | Area-09 | LOT1 | 5C x 2.5 CU | 353 | 044 | E1121 -LOT1-0.6-1kV-5C x 2.5-2XWY FRLSH-982.0-D044 | 0
682 | LCS-PM30031-LV-C01 | LCS-PM30031 | 5C x 2.5-2XWY FRLSH-0.6-1kV-CLM-LOT1 | 1000 | 5C x 2.5 | 2XWY FRLSH | 0.6-1kV | CLM | Area-15 | LOT1 | 5C x 2.5 CU | 386 | 043 | E1121 -LOT1-0.6-1kV-5C x 2.5-2XWY FRLSH-990.0-D043 | 0
684 | LCS-PM30041-LV-C01 | LCS-PM30041 | 5C x 2.5-2XWY FRLSH-0.6-1kV-CLM-LOT1 | 1000 | 5C x 2.5 | 2XWY FRLSH | 0.6-1kV | CLM | Area-15 | LOT1 | 5C x 2.5 CU | 408 | 042 | E1121 -LOT1-0.6-1kV-5C x 2.5-2XWY FRLSH-824.0-D042 | 0
686 | LCS-PM3005A-LV-C01 | LCS-PM3005A | 5C x 2.5-2XWY FRLSH-0.6-1kV-CLM-LOT1 | 1000 | 5C x 2.5 | 2XWY FRLSH | 0.6-1kV | CLM | Area-18 | LOT1 | 5C x 2.5 CU | 374 | 041 | E1121 -LOT1-0.6-1kV-5C x 2.5-2XWY FRLSH-953.0-D041 | 0
688 | LCS-PM3008A-LV-C01 | LCS-PM3008A | 5C x 2.5-2XWY FRLSH-0.6-1kV-CLM-LOT1 | 1000 | 5C x 2.5 | 2XWY FRLSH | 0.6-1kV | CLM | Area-17 | LOT1 | 5C x 2.5 CU | 329 | 039 | E1121 -LOT1-0.6-1kV-5C x 2.5-2XWY FRLSH-997.0-D039 | 0
690 | LCS-PM3009A-LV-C01 | LCS-PM3009A | 5C x 2.5-2XWY FRLSH-0.6-1kV-CLM-LOT1 | 1000 | 5C x 2.5 | 2XWY FRLSH | 0.6-1kV | CLM | Area-17 | LOT1 | 5C x 2.5 CU | 328 | 038 | E1121 -LOT1-0.6-1kV-5C x 2.5-2XWY FRLSH-985.0-D038 | 0
692 | LCS-PM3010A-LV-C01 | LCS-PM3010A | 5C x 2.5-2XWY FRLSH-0.6-1kV-CLM-LOT1 | 1000 | 5C x 2.5 | 2XWY FRLSH | 0.6-1kV | CLM | Area-17 | LOT1 | 5C x 2.5 CU | 328 | 037 | E1121 -LOT1-0.6-1kV-5C x 2.5-2XWY FRLSH-972.0-D037 | 0
696 | LCS-PM3013-LV-C01 | LCS-PM3013 | 5C x 2.5-2XWY FRLSH-0.6-1kV-CLM-LOT1 | 1000 | 5C x 2.5 | 2XWY FRLSH | 0.6-1kV | CLM | Area-17 | LOT1 | 5C x 2.5 CU | 316 | 037 | E1121 -LOT1-0.6-1kV-5C x 2.5-2XWY FRLSH-972.0-D037 | 0
698 | LCS-PM35031-LV-C01 | LCS-PM35031 | 5C x 2.5-2XWY FRLSH-0.6-1kV-CLM-LOT1 | 1000 | 5C x 2.5 | 2XWY FRLSH | 0.6-1kV | CLM | Area-15 | LOT1 | 5C x 2.5 CU | 316 | 035 | E1121 -LOT1-0.6-1kV-5C x 2.5-2XWY FRLSH-967.0-D035 | 0
700 | LCS-PM35041-LV-C01 | LCS-PM35041 | 5C x 2.5-2XWY FRLSH-0.6-1kV-CLM-LOT1 | 1000 | 5C x 2.5 | 2XWY FRLSH | 0.6-1kV | CLM | Area-15 | LOT1 | 5C x 2.5 CU | 335 | 035 | E1121 -LOT1-0.6-1kV-5C x 2.5-2XWY FRLSH-967.0-D035 | 0
718 | UCP-H5001A1-LV-C02 | UCP-H5001A1 | 5C x 2.5-2XWY FRLSH-0.6-1kV-CLM-LOT1 | 1000 | 5C x 2.5 | 2XWY FRLSH | 0.6-1kV | CLM | Area-17 | LOT1 | 5C x 2.5 CU | 358 | 004 | E1121 -LOT1-0.6-1kV-5C x 2.5-2XWY FRLSH-988.0-D004 | 0
736 | LCS-PM1201B-LV-C01 | LCS-PM1201B | 5C x 2.5-2XWY FRLSH-0.6-1kV-CLM-LOT1 | 1000 | 5C x 2.5 | 2XWY FRLSH | 0.6-1kV | CLM | Area-08 | LOT1 | 5C x 2.5 CU | 201 | 054 | E1121 -LOT1-0.6-1kV-5C x 2.5-2XWY FRLSH-956.0-D054 | 0
738 | LCS-PM1202B-LV-C01 | LCS-PM1202B | 5C x 2.5-2XWY FRLSH-0.6-1kV-CLM-LOT1 | 1000 | 5C x 2.5 | 2XWY FRLSH | 0.6-1kV | CLM | Area-08 | LOT1 | 5C x 2.5 CU | 213 | 046 | E1121 -LOT1-0.6-1kV-5C x 2.5-2XWY FRLSH-971.0-D046 | 0
740 | LCS-PM1211B-LV-C01 | LCS-PM1211B | 5C x 2.5-2XWY FRLSH-0.6-1kV-CLM-LOT1 | 1000 | 5C x 2.5 | 2XWY FRLSH | 0.6-1kV | CLM | Area-08 | LOT1 | 5C x 2.5 CU | 205 | 041 | E1121 -LOT1-0.6-1kV-5C x 2.5-2XWY FRLSH-953.0-D041 | 0
742 | LCS-BL1301A-LV-C01 | LCS-BL1301A | 5C x 2.5-2XWY FRLSH-0.6-1kV-CLM-LOT1 | 1000 | 5C x 2.5 | 2XWY FRLSH | 0.6-1kV | CLM | Area-18 | LOT1 | 5C x 2.5 CU | 337 | 063 | E1121 -LOT1-0.6-1kV-5C x 2.5-2XWY FRLSH-337.0-D063 | 0
744 | LCS-PM1303B-LV-C01 | LCS-PM1303B | 5C x 2.5-2XWY FRLSH-0.6-1kV-CLM-LOT1 | 1000 | 5C x 2.5 | 2XWY FRLSH | 0.6-1kV | CLM | Area-18 | LOT1 | 5C x 2.5 CU | 345 | 061 | E1121 -LOT1-0.6-1kV-5C x 2.5-2XWY FRLSH-687.0-D061 | 0
747 | LCS-PM1304B-LV-C01 | LCS-PM1304B | 5C x 2.5-2XWY FRLSH-0.6-1kV-CLM-LOT1 | 1000 | 5C x 2.5 | 2XWY FRLSH | 0.6-1kV | CLM | Area-18 | LOT1 | 5C x 2.5 CU | 342 | 060 | E1121 -LOT1-0.6-1kV-5C x 2.5-2XWY FRLSH-894.0-D060 | 0
749 | LCS-PM1601B-LV-C01 | LCS-PM1601B | 5C x 2.5-2XWY FRLSH-0.6-1kV-CLM-LOT1 | 1000 | 5C x 2.5 | 2XWY FRLSH | 0.6-1kV | CLM | Area-05 | LOT1 | 5C x 2.5 CU | 351 | 059 | E1121 -LOT1-0.6-1kV-5C x 2.5-2XWY FRLSH-947.0-D059 | 0
752 | LCS-PM1701A-LV-C01 | LCS-PM1701A | 5C x 2.5-2XWY FRLSH-0.6-1kV-CLM-LOT1 | 1000 | 5C x 2.5 | 2XWY FRLSH | 0.6-1kV | CLM | Area-14 | LOT1 | 5C x 2.5 CU | 298 | 059 | E1121 -LOT1-0.6-1kV-5C x 2.5-2XWY FRLSH-947.0-D059 | 0
757 | LCS-PM1703A-LV-C01 | LCS-PM1703A | 5C x 2.5-2XWY FRLSH-0.6-1kV-CLM-LOT1 | 1000 | 5C x 2.5 | 2XWY FRLSH | 0.6-1kV | CLM | Area-14 | LOT1 | 5C x 2.5 CU | 311 | 058 | E1121 -LOT1-0.6-1kV-5C x 2.5-2XWY FRLSH-909.0-D058 | 0
759 | LCS-PM1704A-LV-C01 | LCS-PM1704A | 5C x 2.5-2XWY FRLSH-0.6-1kV-CLM-LOT1 | 1000 | 5C x 2.5 | 2XWY FRLSH | 0.6-1kV | CLM | Area-14 | LOT1 | 5C x 2.5 CU | 287 | 058 | E1121 -LOT1-0.6-1kV-5C x 2.5-2XWY FRLSH-909.0-D058 | 0
761 | LCS-PM1705A-LV-C01 | LCS-PM1705A | 5C x 2.5-2XWY FRLSH-0.6-1kV-CLM-LOT1 | 1000 | 5C x 2.5 | 2XWY FRLSH | 0.6-1kV | CLM | Area-14 | LOT1 | 5C x 2.5 CU | 309 | 057 | E1121 -LOT1-0.6-1kV-5C x 2.5-2XWY FRLSH-905.0-D057 | 0
764 | LCS-PM1901A-LV-C01 | LCS-PM1901A | 5C x 2.5-2XWY FRLSH-0.6-1kV-CLM-LOT1 | 1000 | 5C x 2.5 | 2XWY FRLSH | 0.6-1kV | CLM | Area-14 | LOT1 | 5C x 2.5 CU | 302 | 056 | E1121 -LOT1-0.6-1kV-5C x 2.5-2XWY FRLSH-852.0-D056 | 0
766 | LCS-PM1902B-LV-C01 | LCS-PM1902B | 5C x 2.5-2XWY FRLSH-0.6-1kV-CLM-LOT1 | 1000 | 5C x 2.5 | 2XWY FRLSH | 0.6-1kV | CLM | Area-14 | LOT1 | 5C x 2.5 CU | 297 | 055 | E1121 -LOT1-0.6-1kV-5C x 2.5-2XWY FRLSH-896.0-D055 | 0
771 | LCS-PM2103B-LV-C01 | LCS-PM2103B | 5C x 2.5-2XWY FRLSH-0.6-1kV-CLM-LOT1 | 1000 | 5C x 2.5 | 2XWY FRLSH | 0.6-1kV | CLM | Area-10 | LOT1 | 5C x 2.5 CU | 376 | 054 | E1121 -LOT1-0.6-1kV-5C x 2.5-2XWY FRLSH-956.0-D054 | 0
773 | LCS-PM2351B-LV-C01 | LCS-PM2351B | 5C x 2.5-2XWY FRLSH-0.6-1kV-CLM-LOT1 | 1000 | 5C x 2.5 | 2XWY FRLSH | 0.6-1kV | CLM | Area-11 | LOT1 | 5C x 2.5 CU | 344 | 051 | E1121 -LOT1-0.6-1kV-5C x 2.5-2XWY FRLSH-954.0-D051 | 0
775 | LCS-PM2404B-LV-C01 | LCS-PM2404B | 5C x 2.5-2XWY FRLSH-0.6-1kV-CLM-LOT1 | 1000 | 5C x 2.5 | 2XWY FRLSH | 0.6-1kV | CLM | Area-05 | LOT1 | 5C x 2.5 CU | 271 | 045 | E1121 -LOT1-0.6-1kV-5C x 2.5-2XWY FRLSH-976.0-D045 | 0
777 | LCS-PM2405A-LV-C01 | LCS-PM2405A | 5C x 2.5-2XWY FRLSH-0.6-1kV-CLM-LOT1 | 1000 | 5C x 2.5 | 2XWY FRLSH | 0.6-1kV | CLM | Area-05 | LOT1 | 5C x 2.5 CU | 262 | 044 | E1121 -LOT1-0.6-1kV-5C x 2.5-2XWY FRLSH-982.0-D044 | 0
779 | LCS-PM2502B-LV-C01 | LCS-PM2502B | 5C x 2.5-2XWY FRLSH-0.6-1kV-CLM-LOT1 | 1000 | 5C x 2.5 | 2XWY FRLSH | 0.6-1kV | CLM | Area-05 | LOT1 | 5C x 2.5 CU | 345 | 047 | E1121 -LOT1-0.6-1kV-5C x 2.5-2XWY FRLSH-989.0-D047 | 0
781 | LCS-PM30012-LV-C01 | LCS-PM30012 | 5C x 2.5-2XWY FRLSH-0.6-1kV-CLM-LOT1 | 1000 | 5C x 2.5 | 2XWY FRLSH | 0.6-1kV | CLM | Area-04 | LOT1 | 5C x 2.5 CU | 365 | 045 | E1121 -LOT1-0.6-1kV-5C x 2.5-2XWY FRLSH-976.0-D045 | 0
783 | LCS-PM30023-LV-C01 | LCS-PM30023 | 5C x 2.5-2XWY FRLSH-0.6-1kV-CLM-LOT1 | 1000 | 5C x 2.5 | 2XWY FRLSH | 0.6-1kV | CLM | Area-09 | LOT1 | 5C x 2.5 CU | 367 | 044 | E1121 -LOT1-0.6-1kV-5C x 2.5-2XWY FRLSH-982.0-D044 | 0
786 | LCS-PM30032-LV-C01 | LCS-PM30032 | 5C x 2.5-2XWY FRLSH-0.6-1kV-CLM-LOT1 | 1000 | 5C x 2.5 | 2XWY FRLSH | 0.6-1kV | CLM | Area-15 | LOT1 | 5C x 2.5 CU | 399 | 043 | E1121 -LOT1-0.6-1kV-5C x 2.5-2XWY FRLSH-990.0-D043 | 0
788 | LCS-PM30042-LV-C01 | LCS-PM30042 | 5C x 2.5-2XWY FRLSH-0.6-1kV-CLM-LOT1 | 1000 | 5C x 2.5 | 2XWY FRLSH | 0.6-1kV | CLM | Area-15 | LOT1 | 5C x 2.5 CU | 416 | 042 | E1121 -LOT1-0.6-1kV-5C x 2.5-2XWY FRLSH-824.0-D042 | 0
790 | LCS-PM3005B-LV-C01 | LCS-PM3005B | 5C x 2.5-2XWY FRLSH-0.6-1kV-CLM-LOT1 | 1000 | 5C x 2.5 | 2XWY FRLSH | 0.6-1kV | CLM | Area-18 | LOT1 | 5C x 2.5 CU | 374 | 041 | E1121 -LOT1-0.6-1kV-5C x 2.5-2XWY FRLSH-953.0-D041 | 0
792 | LCS-PM3008B-LV-C01 | LCS-PM3008B | 5C x 2.5-2XWY FRLSH-0.6-1kV-CLM-LOT1 | 1000 | 5C x 2.5 | 2XWY FRLSH | 0.6-1kV | CLM | Area-17 | LOT1 | 5C x 2.5 CU | 329 | 038 | E1121 -LOT1-0.6-1kV-5C x 2.5-2XWY FRLSH-985.0-D038 | 0
794 | LCS-PM3009B-LV-C01 | LCS-PM3009B | 5C x 2.5-2XWY FRLSH-0.6-1kV-CLM-LOT1 | 1000 | 5C x 2.5 | 2XWY FRLSH | 0.6-1kV | CLM | Area-17 | LOT1 | 5C x 2.5 CU | 328 | 038 | E1121 -LOT1-0.6-1kV-5C x 2.5-2XWY FRLSH-985.0-D038 | 0
796 | LCS-PM3010B-LV-C01 | LCS-PM3010B | 5C x 2.5-2XWY FRLSH-0.6-1kV-CLM-LOT1 | 1000 | 5C x 2.5 | 2XWY FRLSH | 0.6-1kV | CLM | Area-17 | LOT1 | 5C x 2.5 CU | 328 | 037 | E1121 -LOT1-0.6-1kV-5C x 2.5-2XWY FRLSH-972.0-D037 | 0
800 | LCS-PM35032-LV-C01 | LCS-PM35032 | 5C x 2.5-2XWY FRLSH-0.6-1kV-CLM-LOT1 | 1000 | 5C x 2.5 | 2XWY FRLSH | 0.6-1kV | CLM | Area-15 | LOT1 | 5C x 2.5 CU | 316 | 035 | E1121 -LOT1-0.6-1kV-5C x 2.5-2XWY FRLSH-967.0-D035 | 0
802 | LCS-PM35042-LV-C01 | LCS-PM35042 | 5C x 2.5-2XWY FRLSH-0.6-1kV-CLM-LOT1 | 1000 | 5C x 2.5 | 2XWY FRLSH | 0.6-1kV | CLM | Area-15 | LOT1 | 5C x 2.5 CU | 335 | 034 | E1121 -LOT1-0.6-1kV-5C x 2.5-2XWY FRLSH-975.0-D034 | 0
807 | LCS-PM5054-LV-C01 | LCS-PM5054 | 5C x 2.5-2XWY FRLSH-0.6-1kV-CLM-LOT1 | 1000 | 5C x 2.5 | 2XWY FRLSH | 0.6-1kV | CLM | Area-17 | LOT1 | 5C x 2.5 CU | 350 | 034 | E1121 -LOT1-0.6-1kV-5C x 2.5-2XWY FRLSH-975.0-D034 | 0
809 | LCS-PM5058-LV-C01 | LCS-PM5058 | 5C x 2.5-2XWY FRLSH-0.6-1kV-CLM-LOT1 | 1000 | 5C x 2.5 | 2XWY FRLSH | 0.6-1kV | CLM | Area-17 | LOT1 | 5C x 2.5 CU | 350 | 033 | E1121 -LOT1-0.6-1kV-5C x 2.5-2XWY FRLSH-855.0-D033 | 0
813 | LCS-PM1835A-LV-C01 | LCS-PM1835A | 5C x 2.5-2XWY FRLSH-0.6-1kV-CLM-LOT1 | 1000 | 5C x 2.5 | 2XWY FRLSH | 0.6-1kV | CLM | Area-14 | LOT1 | 5C x 2.5 CU | 277 | 056 | E1121 -LOT1-0.6-1kV-5C x 2.5-2XWY FRLSH-852.0-D056 | 0
835 | LCS-PMA1401A-LV-C01 | LCS-PMA1401A | 5C x 2.5-2XWY FRLSH-0.6-1kV-CLM-LOT1 | 1000 | 5C x 2.5 | 2XWY FRLSH | 0.6-1kV | CLM | Area-07 | LOT1 | 5C x 2.5 CU | 207 | 032 | E1121 -LOT1-0.6-1kV-5C x 2.5-2XWY FRLSH-919.0-D032 | 0
837 | LCS-PMB1401B-LV-C01 | LCS-PMB1401B | 5C x 2.5-2XWY FRLSH-0.6-1kV-CLM-LOT1 | 1000 | 5C x 2.5 | 2XWY FRLSH | 0.6-1kV | CLM | Area-13 | LOT1 | 5C x 2.5 CU | 279 | 021 | E1121 -LOT1-0.6-1kV-5C x 2.5-2XWY FRLSH-972.0-D021 | 0
845 | LCS-PMA1403A-LV-C01 | LCS-PMA1403A | 5C x 2.5-2XWY FRLSH-0.6-1kV-CLM-LOT1 | 1000 | 5C x 2.5 | 2XWY FRLSH | 0.6-1kV | CLM | Area-07 | LOT1 | 5C x 2.5 CU | 219 | 031 | E1121 -LOT1-0.6-1kV-5C x 2.5-2XWY FRLSH-947.0-D031 | 0
847 | LCS-PMB1403A-LV-C01 | LCS-PMB1403A | 5C x 2.5-2XWY FRLSH-0.6-1kV-CLM-LOT1 | 1000 | 5C x 2.5 | 2XWY FRLSH | 0.6-1kV | CLM | Area-13 | LOT1 | 5C x 2.5 CU | 291 | 020 | E1121 -LOT1-0.6-1kV-5C x 2.5-2XWY FRLSH-944.0-D020 | 0
853 | LCS-PM1711B-LV-C01 | LCS-PM1711B | 5C x 2.5-2XWY FRLSH-0.6-1kV-CLM-LOT1 | 1000 | 5C x 2.5 | 2XWY FRLSH | 0.6-1kV | CLM | Area-14 | LOT1 | 5C x 2.5 CU | 254 | 040 | E1121 -LOT1-0.6-1kV-5C x 2.5-2XWY FRLSH-998.0-D040 | 0
855 | LCS-PMA1821A-LV-C01 | LCS-PMA1821A | 5C x 2.5-2XWY FRLSH-0.6-1kV-CLM-LOT1 | 1000 | 5C x 2.5 | 2XWY FRLSH | 0.6-1kV | CLM | Area-08 | LOT1 | 5C x 2.5 CU | 188 | 029 | E1121 -LOT1-0.6-1kV-5C x 2.5-2XWY FRLSH-964.0-D029 | 0
857 | LCS-PMB1821B-LV-C01 | LCS-PMB1821B | 5C x 2.5-2XWY FRLSH-0.6-1kV-CLM-LOT1 | 1000 | 5C x 2.5 | 2XWY FRLSH | 0.6-1kV | CLM | Area-14 | LOT1 | 5C x 2.5 CU | 255 | 017 | E1121 -LOT1-0.6-1kV-5C x 2.5-2XWY FRLSH-956.0-D017 | 0
859 | LCS-PMA1823B-LV-C01 | LCS-PMA1823B | 5C x 2.5-2XWY FRLSH-0.6-1kV-CLM-LOT1 | 1000 | 5C x 2.5 | 2XWY FRLSH | 0.6-1kV | CLM | Area-08 | LOT1 | 5C x 2.5 CU | 188 | 028 | E1121 -LOT1-0.6-1kV-5C x 2.5-2XWY FRLSH-921.0-D028 | 0
861 | LCS-PMB1823B-LV-C01 | LCS-PMB1823B | 5C x 2.5-2XWY FRLSH-0.6-1kV-CLM-LOT1 | 1000 | 5C x 2.5 | 2XWY FRLSH | 0.6-1kV | CLM | Area-14 | LOT1 | 5C x 2.5 CU | 249 | 016 | E1121 -LOT1-0.6-1kV-5C x 2.5-2XWY FRLSH-970.0-D016 | 0
863 | LCS-PMA1831A-LV-C01 | LCS-PMA1831A | 5C x 2.5-2XWY FRLSH-0.6-1kV-CLM-LOT1 | 1000 | 5C x 2.5 | 2XWY FRLSH | 0.6-1kV | CLM | Area-08 | LOT1 | 5C x 2.5 CU | 176 | 028 | E1121 -LOT1-0.6-1kV-5C x 2.5-2XWY FRLSH-921.0-D028 | 0
865 | LCS-PMB1831B-LV-C01 | LCS-PMB1831B | 5C x 2.5-2XWY FRLSH-0.6-1kV-CLM-LOT1 | 1000 | 5C x 2.5 | 2XWY FRLSH | 0.6-1kV | CLM | Area-14 | LOT1 | 5C x 2.5 CU | 241 | 013 | E1121 -LOT1-0.6-1kV-5C x 2.5-2XWY FRLSH-991.0-D013 | 0
867 | LCS-PMA1841A-LV-C01 | LCS-PMA1841A | 5C x 2.5-2XWY FRLSH-0.6-1kV-CLM-LOT1 | 1000 | 5C x 2.5 | 2XWY FRLSH | 0.6-1kV | CLM | Area-08 | LOT1 | 5C x 2.5 CU | 175 | 027 | E1121 -LOT1-0.6-1kV-5C x 2.5-2XWY FRLSH-950.0-D027 | 0
869 | LCS-PMB1841A-LV-C01 | LCS-PMB1841A | 5C x 2.5-2XWY FRLSH-0.6-1kV-CLM-LOT1 | 1000 | 5C x 2.5 | 2XWY FRLSH | 0.6-1kV | CLM | Area-14 | LOT1 | 5C x 2.5 CU | 236 | 011 | E1121 -LOT1-0.6-1kV-5C x 2.5-2XWY FRLSH-999.0-D011 | 0
871 | LCS-PMA1843A-LV-C01 | LCS-PMA1843A | 5C x 2.5-2XWY FRLSH-0.6-1kV-CLM-LOT1 | 1000 | 5C x 2.5 | 2XWY FRLSH | 0.6-1kV | CLM | Area-08 | LOT1 | 5C x 2.5 CU | 169 | 022 | E1121 -LOT1-0.6-1kV-5C x 2.5-2XWY FRLSH-958.0-D022 | 0
873 | LCS-PMB1843B-LV-C01 | LCS-PMB1843B | 5C x 2.5-2XWY FRLSH-0.6-1kV-CLM-LOT1 | 1000 | 5C x 2.5 | 2XWY FRLSH | 0.6-1kV | CLM | Area-14 | LOT1 | 5C x 2.5 CU | 235 | 009 | E1121 -LOT1-0.6-1kV-5C x 2.5-2XWY FRLSH-994.0-D009 | 0
875 | LCS-PM1903A-LV-C01 | LCS-PM1903A | 5C x 2.5-2XWY FRLSH-0.6-1kV-CLM-LOT1 | 1000 | 5C x 2.5 | 2XWY FRLSH | 0.6-1kV | CLM | Area-14 | LOT1 | 5C x 2.5 CU | 264 | 052 | E1121 -LOT1-0.6-1kV-5C x 2.5-2XWY FRLSH-960.0-D052 | 0
888 | LCS-PM2251A-LV-C01 | LCS-PM2251A | 5C x 2.5-2XWY FRLSH-0.6-1kV-CLM-LOT1 | 1000 | 5C x 2.5 | 2XWY FRLSH | 0.6-1kV | CLM | Area-11 | LOT1 | 5C x 2.5 CU | 401 | 053 | E1121 -LOT1-0.6-1kV-5C x 2.5-2XWY FRLSH-997.0-D053 | 0
890 | LCS-PMA2301A-LV-C01 | LCS-PMA2301A | 5C x 2.5-2XWY FRLSH-0.6-1kV-CLM-LOT1 | 1000 | 5C x 2.5 | 2XWY FRLSH | 0.6-1kV | CLM | Area-11 | LOT1 | 5C x 2.5 CU | 379 | 026 | E1121 -LOT1-0.6-1kV-5C x 2.5-2XWY FRLSH-999.0-D026 | 0
892 | LCS-PMB2301A-LV-C01 | LCS-PMB2301A | 5C x 2.5-2XWY FRLSH-0.6-1kV-CLM-LOT1 | 1000 | 5C x 2.5 | 2XWY FRLSH | 0.6-1kV | CLM | Area-11 | LOT1 | 5C x 2.5 CU | 410 | 012 | E1121 -LOT1-0.6-1kV-5C x 2.5-2XWY FRLSH-937.0-D012 | 0
895 | LCS-PM2401A-LV-C01 | LCS-PM2401A | 5C x 2.5-2XWY FRLSH-0.6-1kV-CLM-LOT1 | 1000 | 5C x 2.5 | 2XWY FRLSH | 0.6-1kV | CLM | Area-05 | LOT1 | 5C x 2.5 CU | 328 | 051 | E1121 -LOT1-0.6-1kV-5C x 2.5-2XWY FRLSH-954.0-D051 | 0
897 | LCS-PM2402B-LV-C01 | LCS-PM2402B | 5C x 2.5-2XWY FRLSH-0.6-1kV-CLM-LOT1 | 1000 | 5C x 2.5 | 2XWY FRLSH | 0.6-1kV | CLM | Area-05 | LOT1 | 5C x 2.5 CU | 324 | 050 | E1121 -LOT1-0.6-1kV-5C x 2.5-2XWY FRLSH-950.0-D050 | 0
899 | LCS-PM2403A-LV-C01 | LCS-PM2403A | 5C x 2.5-2XWY FRLSH-0.6-1kV-CLM-LOT1 | 1000 | 5C x 2.5 | 2XWY FRLSH | 0.6-1kV | CLM | Area-05 | LOT1 | 5C x 2.5 CU | 320 | 049 | E1121 -LOT1-0.6-1kV-5C x 2.5-2XWY FRLSH-954.0-D049 | 0
901 | LCS-PM2406A-LV-C01 | LCS-PM2406A | 5C x 2.5-2XWY FRLSH-0.6-1kV-CLM-LOT1 | 1000 | 5C x 2.5 | 2XWY FRLSH | 0.6-1kV | CLM | Area-05 | LOT1 | 5C x 2.5 CU | 308 | 048 | E1121 -LOT1-0.6-1kV-5C x 2.5-2XWY FRLSH-998.0-D048 | 0
903 | LCS-PM2451B-LV-C01 | LCS-PM2451B | 5C x 2.5-2XWY FRLSH-0.6-1kV-CLM-LOT1 | 1000 | 5C x 2.5 | 2XWY FRLSH | 0.6-1kV | CLM | Area-11 | LOT1 | 5C x 2.5 CU | 345 | 048 | E1121 -LOT1-0.6-1kV-5C x 2.5-2XWY FRLSH-998.0-D048 | 0
905 | LCS-PM2551B-LV-C01 | LCS-PM2551B | 5C x 2.5-2XWY FRLSH-0.6-1kV-CLM-LOT1 | 1000 | 5C x 2.5 | 2XWY FRLSH | 0.6-1kV | CLM | Area-11 | LOT1 | 5C x 2.5 CU | 390 | 046 | E1121 -LOT1-0.6-1kV-5C x 2.5-2XWY FRLSH-971.0-D046 | 0
907 | LCS-PMA2602A-LV-C01 | LCS-PMA2602A | 5C x 2.5-2XWY FRLSH-0.6-1kV-CLM-LOT1 | 1000 | 5C x 2.5 | 2XWY FRLSH | 0.6-1kV | CLM | Area-11 | LOT1 | 5C x 2.5 CU | 395 | 024 | E1121 -LOT1-0.6-1kV-5C x 2.5-2XWY FRLSH-942.0-D024 | 0
909 | LCS-PMB2602B-LV-C01 | LCS-PMB2602B | 5C x 2.5-2XWY FRLSH-0.6-1kV-CLM-LOT1 | 1000 | 5C x 2.5 | 2XWY FRLSH | 0.6-1kV | CLM | Area-11 | LOT1 | 5C x 2.5 CU | 383 | 009 | E1121 -LOT1-0.6-1kV-5C x 2.5-2XWY FRLSH-994.0-D009 | 0
911 | LCS-PM3006A-LV-C01 | LCS-PM3006A | 5C x 2.5-2XWY FRLSH-0.6-1kV-CLM-LOT1 | 1000 | 5C x 2.5 | 2XWY FRLSH | 0.6-1kV | CLM | Area-17 | LOT1 | 5C x 2.5 CU | 381 | 040 | E1121 -LOT1-0.6-1kV-5C x 2.5-2XWY FRLSH-998.0-D040 | 0
913 | LCS-PM3007B-LV-C01 | LCS-PM3007B | 5C x 2.5-2XWY FRLSH-0.6-1kV-CLM-LOT1 | 1000 | 5C x 2.5 | 2XWY FRLSH | 0.6-1kV | CLM | Area-17 | LOT1 | 5C x 2.5 CU | 343 | 039 | E1121 -LOT1-0.6-1kV-5C x 2.5-2XWY FRLSH-997.0-D039 | 0
915 | LCS-PM3018A-LV-C01 | LCS-PM3018A | 5C x 2.5-2XWY FRLSH-0.6-1kV-CLM-LOT1 | 1000 | 5C x 2.5 | 2XWY FRLSH | 0.6-1kV | CLM | Area-17 | LOT1 | 5C x 2.5 CU | 368 | 036 | E1121 -LOT1-0.6-1kV-5C x 2.5-2XWY FRLSH-980.0-D036 | 0
941 | LCS-PMA1401B-LV-C01 | LCS-PMA1401B | 5C x 2.5-2XWY FRLSH-0.6-1kV-CLM-LOT1 | 1000 | 5C x 2.5 | 2XWY FRLSH | 0.6-1kV | CLM | Area-07 | LOT1 | 5C x 2.5 CU | 189 | 031 | E1121 -LOT1-0.6-1kV-5C x 2.5-2XWY FRLSH-947.0-D031 | 0
943 | LCS-PMB1401A-LV-C01 | LCS-PMB1401A | 5C x 2.5-2XWY FRLSH-0.6-1kV-CLM-LOT1 | 1000 | 5C x 2.5 | 2XWY FRLSH | 0.6-1kV | CLM | Area-13 | LOT1 | 5C x 2.5 CU | 262 | 021 | E1121 -LOT1-0.6-1kV-5C x 2.5-2XWY FRLSH-972.0-D021 | 0
951 | LCS-PMA1403B-LV-C01 | LCS-PMA1403B | 5C x 2.5-2XWY FRLSH-0.6-1kV-CLM-LOT1 | 1000 | 5C x 2.5 | 2XWY FRLSH | 0.6-1kV | CLM | Area-07 | LOT1 | 5C x 2.5 CU | 202 | 030 | E1121 -LOT1-0.6-1kV-5C x 2.5-2XWY FRLSH-982.0-D030 | 0
953 | LCS-PMB1403B-LV-C01 | LCS-PMB1403B | 5C x 2.5-2XWY FRLSH-0.6-1kV-CLM-LOT1 | 1000 | 5C x 2.5 | 2XWY FRLSH | 0.6-1kV | CLM | Area-13 | LOT1 | 5C x 2.5 CU | 274 | 020 | E1121 -LOT1-0.6-1kV-5C x 2.5-2XWY FRLSH-944.0-D020 | 0
960 | LCS-PM1711A-LV-C01 | LCS-PM1711A | 5C x 2.5-2XWY FRLSH-0.6-1kV-CLM-LOT1 | 1000 | 5C x 2.5 | 2XWY FRLSH | 0.6-1kV | CLM | Area-14 | LOT1 | 5C x 2.5 CU | 273 | 056 | E1121 -LOT1-0.6-1kV-5C x 2.5-2XWY FRLSH-852.0-D056 | 0
962 | LCS-PMA1821B-LV-C01 | LCS-PMA1821B | 5C x 2.5-2XWY FRLSH-0.6-1kV-CLM-LOT1 | 1000 | 5C x 2.5 | 2XWY FRLSH | 0.6-1kV | CLM | Area-08 | LOT1 | 5C x 2.5 CU | 207 | 029 | E1121 -LOT1-0.6-1kV-5C x 2.5-2XWY FRLSH-964.0-D029 | 0
964 | LCS-PMB1821A-LV-C01 | LCS-PMB1821A | 5C x 2.5-2XWY FRLSH-0.6-1kV-CLM-LOT1 | 1000 | 5C x 2.5 | 2XWY FRLSH | 0.6-1kV | CLM | Area-14 | LOT1 | 5C x 2.5 CU | 274 | 018 | E1121 -LOT1-0.6-1kV-5C x 2.5-2XWY FRLSH-999.0-D018 | 0
966 | LCS-PMA1823A-LV-C01 | LCS-PMA1823A | 5C x 2.5-2XWY FRLSH-0.6-1kV-CLM-LOT1 | 1000 | 5C x 2.5 | 2XWY FRLSH | 0.6-1kV | CLM | Area-08 | LOT1 | 5C x 2.5 CU | 207 | 029 | E1121 -LOT1-0.6-1kV-5C x 2.5-2XWY FRLSH-964.0-D029 | 0
968 | LCS-PMB1823A-LV-C01 | LCS-PMB1823A | 5C x 2.5-2XWY FRLSH-0.6-1kV-CLM-LOT1 | 1000 | 5C x 2.5 | 2XWY FRLSH | 0.6-1kV | CLM | Area-14 | LOT1 | 5C x 2.5 CU | 267 | 016 | E1121 -LOT1-0.6-1kV-5C x 2.5-2XWY FRLSH-970.0-D016 | 0
970 | LCS-PMA1831B-LV-C01 | LCS-PMA1831B | 5C x 2.5-2XWY FRLSH-0.6-1kV-CLM-LOT1 | 1000 | 5C x 2.5 | 2XWY FRLSH | 0.6-1kV | CLM | Area-08 | LOT1 | 5C x 2.5 CU | 195 | 028 | E1121 -LOT1-0.6-1kV-5C x 2.5-2XWY FRLSH-921.0-D028 | 0
972 | LCS-PMB1831A-LV-C01 | LCS-PMB1831A | 5C x 2.5-2XWY FRLSH-0.6-1kV-CLM-LOT1 | 1000 | 5C x 2.5 | 2XWY FRLSH | 0.6-1kV | CLM | Area-14 | LOT1 | 5C x 2.5 CU | 259 | 015 | E1121 -LOT1-0.6-1kV-5C x 2.5-2XWY FRLSH-971.0-D015 | 0
974 | LCS-PMA1841B-LV-C01 | LCS-PMA1841B | 5C x 2.5-2XWY FRLSH-0.6-1kV-CLM-LOT1 | 1000 | 5C x 2.5 | 2XWY FRLSH | 0.6-1kV | CLM | Area-08 | LOT1 | 5C x 2.5 CU | 194 | 026 | E1121 -LOT1-0.6-1kV-5C x 2.5-2XWY FRLSH-999.0-D026 | 0
976 | LCS-PMB1841B-LV-C01 | LCS-PMB1841B | 5C x 2.5-2XWY FRLSH-0.6-1kV-CLM-LOT1 | 1000 | 5C x 2.5 | 2XWY FRLSH | 0.6-1kV | CLM | Area-14 | LOT1 | 5C x 2.5 CU | 254 | 013 | E1121 -LOT1-0.6-1kV-5C x 2.5-2XWY FRLSH-991.0-D013 | 0
978 | LCS-PMA1843B-LV-C01 | LCS-PMA1843B | 5C x 2.5-2XWY FRLSH-0.6-1kV-CLM-LOT1 | 1000 | 5C x 2.5 | 2XWY FRLSH | 0.6-1kV | CLM | Area-08 | LOT1 | 5C x 2.5 CU | 187 | 021 | E1121 -LOT1-0.6-1kV-5C x 2.5-2XWY FRLSH-972.0-D021 | 0
980 | LCS-PMB1843A-LV-C01 | LCS-PMB1843A | 5C x 2.5-2XWY FRLSH-0.6-1kV-CLM-LOT1 | 1000 | 5C x 2.5 | 2XWY FRLSH | 0.6-1kV | CLM | Area-14 | LOT1 | 5C x 2.5 CU | 253 | 012 | E1121 -LOT1-0.6-1kV-5C x 2.5-2XWY FRLSH-937.0-D012 | 0
982 | LCS-PM1903B-LV-C01 | LCS-PM1903B | 5C x 2.5-2XWY FRLSH-0.6-1kV-CLM-LOT1 | 1000 | 5C x 2.5 | 2XWY FRLSH | 0.6-1kV | CLM | Area-14 | LOT1 | 5C x 2.5 CU | 282 | 051 | E1121 -LOT1-0.6-1kV-5C x 2.5-2XWY FRLSH-954.0-D051 | 0
996 | LCS-PM2251B-LV-C01 | LCS-PM2251B | 5C x 2.5-2XWY FRLSH-0.6-1kV-CLM-LOT1 | 1000 | 5C x 2.5 | 2XWY FRLSH | 0.6-1kV | CLM | Area-11 | LOT1 | 5C x 2.5 CU | 383 | 053 | E1121 -LOT1-0.6-1kV-5C x 2.5-2XWY FRLSH-997.0-D053 | 0
998 | LCS-PMA2301B-LV-C01 | LCS-PMA2301B | 5C x 2.5-2XWY FRLSH-0.6-1kV-CLM-LOT1 | 1000 | 5C x 2.5 | 2XWY FRLSH | 0.6-1kV | CLM | Area-11 | LOT1 | 5C x 2.5 CU | 361 | 026 | E1121 -LOT1-0.6-1kV-5C x 2.5-2XWY FRLSH-999.0-D026 | 0
1000 | LCS-PMB2301B-LV-C01 | LCS-PMB2301B | 5C x 2.5-2XWY FRLSH-0.6-1kV-CLM-LOT1 | 1000 | 5C x 2.5 | 2XWY FRLSH | 0.6-1kV | CLM | Area-11 | LOT1 | 5C x 2.5 CU | 392 | 011 | E1121 -LOT1-0.6-1kV-5C x 2.5-2XWY FRLSH-999.0-D011 | 0
1003 | LCS-PM2401B-LV-C01 | LCS-PM2401B | 5C x 2.5-2XWY FRLSH-0.6-1kV-CLM-LOT1 | 1000 | 5C x 2.5 | 2XWY FRLSH | 0.6-1kV | CLM | Area-05 | LOT1 | 5C x 2.5 CU | 315 | 050 | E1121 -LOT1-0.6-1kV-5C x 2.5-2XWY FRLSH-950.0-D050 | 0
1006 | LCS-PM2402A-LV-C01 | LCS-PM2402A | 5C x 2.5-2XWY FRLSH-0.6-1kV-CLM-LOT1 | 1000 | 5C x 2.5 | 2XWY FRLSH | 0.6-1kV | CLM | Area-05 | LOT1 | 5C x 2.5 CU | 311 | 050 | E1121 -LOT1-0.6-1kV-5C x 2.5-2XWY FRLSH-950.0-D050 | 0
1008 | LCS-PM2403B-LV-C01 | LCS-PM2403B | 5C x 2.5-2XWY FRLSH-0.6-1kV-CLM-LOT1 | 1000 | 5C x 2.5 | 2XWY FRLSH | 0.6-1kV | CLM | Area-05 | LOT1 | 5C x 2.5 CU | 307 | 049 | E1121 -LOT1-0.6-1kV-5C x 2.5-2XWY FRLSH-954.0-D049 | 0
1010 | LCS-PM2406B-LV-C01 | LCS-PM2406B | 5C x 2.5-2XWY FRLSH-0.6-1kV-CLM-LOT1 | 1000 | 5C x 2.5 | 2XWY FRLSH | 0.6-1kV | CLM | Area-05 | LOT1 | 5C x 2.5 CU | 290 | 034 | E1121 -LOT1-0.6-1kV-5C x 2.5-2XWY FRLSH-975.0-D034 | 0
1012 | LCS-PM2451A-LV-C01 | LCS-PM2451A | 5C x 2.5-2XWY FRLSH-0.6-1kV-CLM-LOT1 | 1000 | 5C x 2.5 | 2XWY FRLSH | 0.6-1kV | CLM | Area-11 | LOT1 | 5C x 2.5 CU | 327 | 049 | E1121 -LOT1-0.6-1kV-5C x 2.5-2XWY FRLSH-954.0-D049 | 0
1014 | LCS-PM2551A-LV-C01 | LCS-PM2551A | 5C x 2.5-2XWY FRLSH-0.6-1kV-CLM-LOT1 | 1000 | 5C x 2.5 | 2XWY FRLSH | 0.6-1kV | CLM | Area-05 | LOT1 | 5C x 2.5 CU | 373 | 047 | E1121 -LOT1-0.6-1kV-5C x 2.5-2XWY FRLSH-989.0-D047 | 0
1016 | LCS-PMA2602B-LV-C01 | LCS-PMA2602B | 5C x 2.5-2XWY FRLSH-0.6-1kV-CLM-LOT1 | 1000 | 5C x 2.5 | 2XWY FRLSH | 0.6-1kV | CLM | Area-11 | LOT1 | 5C x 2.5 CU | 378 | 024 | E1121 -LOT1-0.6-1kV-5C x 2.5-2XWY FRLSH-942.0-D024 | 0
1018 | LCS-PMB2602A-LV-C01 | LCS-PMB2602A | 5C x 2.5-2XWY FRLSH-0.6-1kV-CLM-LOT1 | 1000 | 5C x 2.5 | 2XWY FRLSH | 0.6-1kV | CLM | Area-11 | LOT1 | 5C x 2.5 CU | 366 | 010 | E1121 -LOT1-0.6-1kV-5C x 2.5-2XWY FRLSH-983.0-D010 | 0
1020 | LCS-PM3006B-LV-C01 | LCS-PM3006B | 5C x 2.5-2XWY FRLSH-0.6-1kV-CLM-LOT1 | 1000 | 5C x 2.5 | 2XWY FRLSH | 0.6-1kV | CLM | Area-17 | LOT1 | 5C x 2.5 CU | 363 | 040 | E1121 -LOT1-0.6-1kV-5C x 2.5-2XWY FRLSH-998.0-D040 | 0
1022 | LCS-PM3007A-LV-C01 | LCS-PM3007A | 5C x 2.5-2XWY FRLSH-0.6-1kV-CLM-LOT1 | 1000 | 5C x 2.5 | 2XWY FRLSH | 0.6-1kV | CLM | Area-17 | LOT1 | 5C x 2.5 CU | 325 | 039 | E1121 -LOT1-0.6-1kV-5C x 2.5-2XWY FRLSH-997.0-D039 | 0
1024 | LCS-PM3018B-LV-C01 | LCS-PM3018B | 5C x 2.5-2XWY FRLSH-0.6-1kV-CLM-LOT1 | 1000 | 5C x 2.5 | 2XWY FRLSH | 0.6-1kV | CLM | Area-17 | LOT1 | 5C x 2.5 CU | 350 | 036 | E1121 -LOT1-0.6-1kV-5C x 2.5-2XWY FRLSH-980.0-D036 | 0
1172 | DCHVSWBD001A-LV-P01 | DCHVSWBD001A | 2C x 10-2XWY FRLSH-0.6-1kV-CLM-LOT2 | 1500 | 2C x 10 | 2XWY FRLSH | 0.6-1kV | CLM | Area-02 | LOT2 | 2C x 10 CU | 62 | 001 | E1121 -LOT2-0.6-1kV-2C x 10-2XWY FRLSH-1223.0-D001 | 0
1173 | DCHVSWBD001B-LV-P01 | DCHVSWBD001B | 2C x 10-2XWY FRLSH-0.6-1kV-CLM-LOT2 | 1500 | 2C x 10 | 2XWY FRLSH | 0.6-1kV | CLM | Area-02 | LOT2 | 2C x 10 CU | 65 | 001 | E1121 -LOT2-0.6-1kV-2C x 10-2XWY FRLSH-1223.0-D001 | 0
1174 | DCHVSWBD002A-LV-P01 | DCHVSWBD002A | 2C x 10-2XWY FRLSH-0.6-1kV-CLM-LOT2 | 1500 | 2C x 10 | 2XWY FRLSH | 0.6-1kV | CLM | Area-02 | LOT2 | 2C x 10 CU | 42 | 001 | E1121 -LOT2-0.6-1kV-2C x 10-2XWY FRLSH-1223.0-D001 | 0
1175 | DCHVSWBD002B-LV-P01 | DCHVSWBD002B | 2C x 10-2XWY FRLSH-0.6-1kV-CLM-LOT2 | 1500 | 2C x 10 | 2XWY FRLSH | 0.6-1kV | CLM | Area-02 | LOT2 | 2C x 10 CU | 40 | 001 | E1121 -LOT2-0.6-1kV-2C x 10-2XWY FRLSH-1223.0-D001 | 0
1176 | DCLVPCC001A-LV-P01 | DCLVPCC001A | 2C x 10-2XWY FRLSH-0.6-1kV-CLM-LOT2 | 1500 | 2C x 10 | 2XWY FRLSH | 0.6-1kV | CLM | Area-02 | LOT2 | 2C x 10 CU | 32 | 001 | E1121 -LOT2-0.6-1kV-2C x 10-2XWY FRLSH-1223.0-D001 | 0
1177 | DCLVPCC001B-LV-P01 | DCLVPCC001B | 2C x 10-2XWY FRLSH-0.6-1kV-CLM-LOT2 | 1500 | 2C x 10 | 2XWY FRLSH | 0.6-1kV | CLM | Area-02 | LOT2 | 2C x 10 CU | 35 | 001 | E1121 -LOT2-0.6-1kV-2C x 10-2XWY FRLSH-1223.0-D001 | 0
1180 | DCLVEPMCC001-LV-P01 | DCLVEPMCC001 | 2C x 10-2XWY FRLSH-0.6-1kV-CLM-LOT2 | 1500 | 2C x 10 | 2XWY FRLSH | 0.6-1kV | CLM | Area-02 | LOT2 | 2C x 10 CU | 76 | 001,001 | E1121 -LOT2-0.6-1kV-2C x 10-2XWY FRLSH-1223.0-D001,E1121 -LOT2-0.6-1kV-2C x 10-2XWY FRLSH-1223.0-D001 | 1
1181 | DCLVEPMCC001-LV-P01 | DCLVEPMCC001 | 2C x 10-2XWY FRLSH-0.6-1kV-CLM-LOT2 | 1500 | 2C x 10 | 2XWY FRLSH | 0.6-1kV | CLM | Area-02 | LOT2 | 2C x 10 CU | 76 | 001,001 | E1121 -LOT2-0.6-1kV-2C x 10-2XWY FRLSH-1223.0-D001,E1121 -LOT2-0.6-1kV-2C x 10-2XWY FRLSH-1223.0-D001 | 1
1182 | DCLVEPMCC002-LV-P01 | DCLVEPMCC002 | 2C x 10-2XWY FRLSH-0.6-1kV-CLM-LOT2 | 1500 | 2C x 10 | 2XWY FRLSH | 0.6-1kV | CLM | Area-02 | LOT2 | 2C x 10 CU | 60 | 001,001 | E1121 -LOT2-0.6-1kV-2C x 10-2XWY FRLSH-1223.0-D001,E1121 -LOT2-0.6-1kV-2C x 10-2XWY FRLSH-1223.0-D001 | 1
1183 | DCLVEPMCC002-LV-P01 | DCLVEPMCC002 | 2C x 10-2XWY FRLSH-0.6-1kV-CLM-LOT2 | 1500 | 2C x 10 | 2XWY FRLSH | 0.6-1kV | CLM | Area-02 | LOT2 | 2C x 10 CU | 60 | 001,001 | E1121 -LOT2-0.6-1kV-2C x 10-2XWY FRLSH-1223.0-D001,E1121 -LOT2-0.6-1kV-2C x 10-2XWY FRLSH-1223.0-D001 | 1
1184 | DCLVMCC001A-LV-P01 | DCLVMCC001A | 2C x 10-2XWY FRLSH-0.6-1kV-CLM-LOT2 | 1500 | 2C x 10 | 2XWY FRLSH | 0.6-1kV | CLM | Area-02 | LOT2 | 2C x 10 CU | 72 | 001 | E1121 -LOT2-0.6-1kV-2C x 10-2XWY FRLSH-1223.0-D001 | 0
1185 | DCLVMCC001B-LV-P01 | DCLVMCC001B | 2C x 10-2XWY FRLSH-0.6-1kV-CLM-LOT2 | 1500 | 2C x 10 | 2XWY FRLSH | 0.6-1kV | CLM | Area-02 | LOT2 | 2C x 10 CU | 70 | 001 | E1121 -LOT2-0.6-1kV-2C x 10-2XWY FRLSH-1223.0-D001 | 0
1186 | DCLVMCC002A-LV-P01 | DCLVMCC002A | 2C x 10-2XWY FRLSH-0.6-1kV-CLM-LOT2 | 1500 | 2C x 10 | 2XWY FRLSH | 0.6-1kV | CLM | Area-02 | LOT2 | 2C x 10 CU | 57 | 001 | E1121 -LOT2-0.6-1kV-2C x 10-2XWY FRLSH-1223.0-D001 | 0
1187 | DCLVMCC002B-LV-P01 | DCLVMCC002B | 2C x 10-2XWY FRLSH-0.6-1kV-CLM-LOT2 | 1500 | 2C x 10 | 2XWY FRLSH | 0.6-1kV | CLM | Area-02 | LOT2 | 2C x 10 CU | 55 | 001 | E1121 -LOT2-0.6-1kV-2C x 10-2XWY FRLSH-1223.0-D001 | 0
1188 | DCLVMCC003A-LV-P01 | DCLVMCC003A | 2C x 10-2XWY FRLSH-0.6-1kV-CLM-LOT2 | 1500 | 2C x 10 | 2XWY FRLSH | 0.6-1kV | CLM | Area-02 | LOT2 | 2C x 10 CU | 39 | 001 | E1121 -LOT2-0.6-1kV-2C x 10-2XWY FRLSH-1223.0-D001 | 0
1189 | DCLVMCC003B-LV-P01 | DCLVMCC003B | 2C x 10-2XWY FRLSH-0.6-1kV-CLM-LOT2 | 1500 | 2C x 10 | 2XWY FRLSH | 0.6-1kV | CLM | Area-02 | LOT2 | 2C x 10 CU | 37 | 001 | E1121 -LOT2-0.6-1kV-2C x 10-2XWY FRLSH-1223.0-D001 | 0
1190 | DCLVMPDB001A-LV-P01 | DCLVMPDB001A | 2C x 10-2XWY FRLSH-0.6-1kV-CLM-LOT2 | 1500 | 2C x 10 | 2XWY FRLSH | 0.6-1kV | CLM | Area-02 | LOT2 | 2C x 10 CU | 33 | 001 | E1121 -LOT2-0.6-1kV-2C x 10-2XWY FRLSH-1223.0-D001 | 0
1191 | DCLVMPDB001B-LV-P01 | DCLVMPDB001B | 2C x 10-2XWY FRLSH-0.6-1kV-CLM-LOT2 | 1500 | 2C x 10 | 2XWY FRLSH | 0.6-1kV | CLM | Area-02 | LOT2 | 2C x 10 CU | 33 | 001 | E1121 -LOT2-0.6-1kV-2C x 10-2XWY FRLSH-1223.0-D001 | 0
1192 | DCLVMLDB001-LV-P01 | DCLVMLDB001 | 2C x 10-2XWY FRLSH-0.6-1kV-CLM-LOT2 | 1500 | 2C x 10 | 2XWY FRLSH | 0.6-1kV | CLM | Area-02 | LOT2 | 2C x 10 CU | 23 | 001 | E1121 -LOT2-0.6-1kV-2C x 10-2XWY FRLSH-1223.0-D001 | 0
1193 | DCLVEMLDB001-LV-P01 | DCLVEMLDB001 | 2C x 10-2XWY FRLSH-0.6-1kV-CLM-LOT2 | 1500 | 2C x 10 | 2XWY FRLSH | 0.6-1kV | CLM | Area-02 | LOT2 | 2C x 10 CU | 23 | 001 | E1121 -LOT2-0.6-1kV-2C x 10-2XWY FRLSH-1223.0-D001 | 0
1203 | DCLVAPFCR002A-LV-P01 | DCLVAPFCR002A | 2C x 10-2XWY FRLSH-0.6-1kV-CLM-LOT2 | 1500 | 2C x 10 | 2XWY FRLSH | 0.6-1kV | CLM | Area-02 | LOT2 | 2C x 10 CU | 52 | 001 | E1121 -LOT2-0.6-1kV-2C x 10-2XWY FRLSH-1223.0-D001 | 0
1204 | DCLVAPFCR002B-LV-P01 | DCLVAPFCR002B | 2C x 10-2XWY FRLSH-0.6-1kV-CLM-LOT2 | 1500 | 2C x 10 | 2XWY FRLSH | 0.6-1kV | CLM | Area-02 | LOT2 | 2C x 10 CU | 56 | 001 | E1121 -LOT2-0.6-1kV-2C x 10-2XWY FRLSH-1223.0-D001 | 0
1205 | DCLVAPFCR003A-LV-P01 | DCLVAPFCR003A | 2C x 10-2XWY FRLSH-0.6-1kV-CLM-LOT2 | 1500 | 2C x 10 | 2XWY FRLSH | 0.6-1kV | CLM | Area-02 | LOT2 | 2C x 10 CU | 60 | 001 | E1121 -LOT2-0.6-1kV-2C x 10-2XWY FRLSH-1223.0-D001 | 0
1206 | DCLVAPFCR003B-LV-P01 | DCLVAPFCR003B | 2C x 10-2XWY FRLSH-0.6-1kV-CLM-LOT2 | 1500 | 2C x 10 | 2XWY FRLSH | 0.6-1kV | CLM | Area-02 | LOT2 | 2C x 10 CU | 65 | 001 | E1121 -LOT2-0.6-1kV-2C x 10-2XWY FRLSH-1223.0-D001 | 0
336 | ACUPS001A-LV-P01 | ACUPS001A | 4C x 120-A2XFY FRLSH-0.6-1kV-CLM-LOT1 | 500 | 4C x 120 | A2XFY FRLSH | 0.6-1kV | CLM | CB | LOT1 | 4C x 120 AL | 91 | 002 | E1121 -LOT1-0.6-1kV-4C x 120-A2XFY FRLSH-182.0-D002 | 0
337 | ACUPS001A-LV-P02 | ACUPS001A | 4C x 120-A2XFY FRLSH-0.6-1kV-CLM-LOT1 | 500 | 4C x 120 | A2XFY FRLSH | 0.6-1kV | CLM | CB | LOT1 | 4C x 120 AL | 91 | 002 | E1121 -LOT1-0.6-1kV-4C x 120-A2XFY FRLSH-182.0-D002 | 0
934 | ACUPS001C-LV-P01 | ACUPS001C | 4C x 120-A2XFY FRLSH-0.6-1kV-CLM-LOT1 | 500 | 4C x 120 | A2XFY FRLSH | 0.6-1kV | CLM | CB | LOT1 | 4C x 120 AL | 134 | 001 | E1121 -LOT1-0.6-1kV-4C x 120-A2XFY FRLSH-496.0-D001 | 0
935 | ACUPS001C-LV-P02 | ACUPS001C | 4C x 120-A2XFY FRLSH-0.6-1kV-CLM-LOT1 | 500 | 4C x 120 | A2XFY FRLSH | 0.6-1kV | CLM | CB | LOT1 | 4C x 120 AL | 134 | 001 | E1121 -LOT1-0.6-1kV-4C x 120-A2XFY FRLSH-496.0-D001 | 0
1040 | ACUPS001B-LV-P01 | ACUPS001B | 4C x 120-A2XFY FRLSH-0.6-1kV-CLM-LOT1 | 500 | 4C x 120 | A2XFY FRLSH | 0.6-1kV | CLM | CB | LOT1 | 4C x 120 AL | 114 | 001 | E1121 -LOT1-0.6-1kV-4C x 120-A2XFY FRLSH-496.0-D001 | 0
1041 | ACUPS001B-LV-P02 | ACUPS001B | 4C x 120-A2XFY FRLSH-0.6-1kV-CLM-LOT1 | 500 | 4C x 120 | A2XFY FRLSH | 0.6-1kV | CLM | CB | LOT1 | 4C x 120 AL | 114 | 001 | E1121 -LOT1-0.6-1kV-4C x 120-A2XFY FRLSH-496.0-D001 | 0
92 | UCP-KM5002A-LV-C03 | UCP-KM5002A | 12C x 2.5-2XFY FRLSH-0.6-1kV-CLM-LOT1 | 500 | 12C x 2.5 | 2XFY FRLSH | 0.6-1kV | CLM | Area-17 | LOT1 | 12C x 2.5 CU | 383 | 003 | E1121 -LOT1-0.6-1kV-12C x 2.5-2XFY FRLSH-383.0-D003 | 0
98 | UCP-KM5002C-LV-C03 | UCP-KM5002C | 12C x 2.5-2XFY FRLSH-0.6-1kV-CLM-LOT1 | 500 | 12C x 2.5 | 2XFY FRLSH | 0.6-1kV | CLM | Area-17 | LOT1 | 12C x 2.5 CU | 383 | 001 | E1121 -LOT1-0.6-1kV-12C x 2.5-2XFY FRLSH-383.0-D001 | 0
162 | UCP-KM5002B-LV-C03 | UCP-KM5002B | 12C x 2.5-2XFY FRLSH-0.6-1kV-CLM-LOT1 | 500 | 12C x 2.5 | 2XFY FRLSH | 0.6-1kV | CLM | Area-17 | LOT1 | 12C x 2.5 CU | 383 | 002 | E1121 -LOT1-0.6-1kV-12C x 2.5-2XFY FRLSH-383.0-D002 | 0
828 | PPML-LV-P01 | PPML | 3.5C x 120-A2XFY FRLSH-0.6-1kV-CLM-LOT1 | 500 | 3.5C x 120 | A2XFY FRLSH | 0.6-1kV | CLM | SS | LOT1 | 3.5C x 120 AL | 134 | 009 | E1121 -LOT1-0.6-1kV-3.5C x 120-A2XFY FRLSH-478.0-D009 | 0
930 | PDP16-LV-P01 | PDP16 | 3.5C x 120-A2XFY FRLSH-0.6-1kV-CLM-LOT1 | 500 | 3.5C x 120 | A2XFY FRLSH | 0.6-1kV | CLM | Area-07 | LOT1 | 3.5C x 120 AL | 348 | 012 | E1121 -LOT1-0.6-1kV-3.5C x 120-A2XFY FRLSH-497.0-D012 | 0
931 | PDP17-LV-P01 | PDP17 | 3.5C x 120-A2XFY FRLSH-0.6-1kV-CLM-LOT1 | 500 | 3.5C x 120 | A2XFY FRLSH | 0.6-1kV | CLM | Area-13 | LOT1 | 3.5C x 120 AL | 363 | 011 | E1121 -LOT1-0.6-1kV-3.5C x 120-A2XFY FRLSH-500.0-D011 | 0
932 | PDP18-LV-P01 | PDP18 | 3.5C x 120-A2XFY FRLSH-0.6-1kV-CLM-LOT1 | 500 | 3.5C x 120 | A2XFY FRLSH | 0.6-1kV | CLM | Area-05 | LOT1 | 3.5C x 120 AL | 370 | 010 | E1121 -LOT1-0.6-1kV-3.5C x 120-A2XFY FRLSH-448.0-D010 | 0
933 | ESPDP001-LV-P01 | ESPDP001 | 3.5C x 120-A2XFY FRLSH-0.6-1kV-CLM-LOT1 | 500 | 3.5C x 120 | A2XFY FRLSH | 0.6-1kV | CLM | CB | LOT1 | 3.5C x 120 AL | 133 | 021 | E1121 -LOT1-0.6-1kV-3.5C x 120-A2XFY FRLSH-493.0-D021 | 0
1044 | ESPDP002-LV-P01 | ESPDP002 | 3.5C x 120-A2XFY FRLSH-0.6-1kV-CLM-LOT1 | 500 | 3.5C x 120 | A2XFY FRLSH | 0.6-1kV | CLM | Area-20 | LOT1 | 3.5C x 120 AL | 467 | 022 | E1121 -LOT1-0.6-1kV-3.5C x 120-A2XFY FRLSH-467.0-D022 | 0
1045 | STP1-LV-P01 | STP1 | 3.5C x 120-A2XFY FRLSH-0.6-1kV-CLM-LOT1 | 500 | 3.5C x 120 | A2XFY FRLSH | 0.6-1kV | CLM | Area-19 | LOT1 | 3.5C x 120 AL | 430 | 007 | E1121 -LOT1-0.6-1kV-3.5C x 120-A2XFY FRLSH-430.0-D007 | 0
1048 | PDP01-LV-P01 | PDP01 | 3.5C x 120-A2XFY FRLSH-0.6-1kV-CLM-LOT1 | 500 | 3.5C x 120 | A2XFY FRLSH | 0.6-1kV | CLM | SS | LOT1 | 3.5C x 120 AL | 140 | 015 | E1121 -LOT1-0.6-1kV-3.5C x 120-A2XFY FRLSH-433.0-D015 | 0
1049 | PDP02-LV-P01 | PDP02 | 3.5C x 120-A2XFY FRLSH-0.6-1kV-CLM-LOT1 | 500 | 3.5C x 120 | A2XFY FRLSH | 0.6-1kV | CLM | CB | LOT1 | 3.5C x 120 AL | 78 | 008 | E1121 -LOT1-0.6-1kV-3.5C x 120-A2XFY FRLSH-456.0-D008 | 0
1050 | PDP19-LV-P01 | PDP19 | 3.5C x 120-A2XFY FRLSH-0.6-1kV-CLM-LOT1 | 500 | 3.5C x 120 | A2XFY FRLSH | 0.6-1kV | CLM | CB | LOT1 | 3.5C x 120 AL | 133 | 009 | E1121 -LOT1-0.6-1kV-3.5C x 120-A2XFY FRLSH-478.0-D009 | 0
1051 | PDP04-LV-P01 | PDP04 | 3.5C x 120-A2XFY FRLSH-0.6-1kV-CLM-LOT1 | 500 | 3.5C x 120 | A2XFY FRLSH | 0.6-1kV | CLM | Area-01 | LOT1 | 3.5C x 120 AL | 221 | 018 | E1121 -LOT1-0.6-1kV-3.5C x 120-A2XFY FRLSH-432.0-D018 | 0
1052 | PDP06-LV-P01 | PDP06 | 3.5C x 120-A2XFY FRLSH-0.6-1kV-CLM-LOT1 | 500 | 3.5C x 120 | A2XFY FRLSH | 0.6-1kV | CLM | Area-06 | LOT1 | 3.5C x 120 AL | 156 | 014 | E1121 -LOT1-0.6-1kV-3.5C x 120-A2XFY FRLSH-499.0-D014 | 0
1053 | PDP08-LV-P01 | PDP08 | 3.5C x 120-A2XFY FRLSH-0.6-1kV-CLM-LOT1 | 500 | 3.5C x 120 | A2XFY FRLSH | 0.6-1kV | CLM | Area-14 | LOT1 | 3.5C x 120 AL | 259 | 017 | E1121 -LOT1-0.6-1kV-3.5C x 120-A2XFY FRLSH-482.0-D017 | 0
1054 | PDP10-LV-P01 | PDP10 | 3.5C x 120-A2XFY FRLSH-0.6-1kV-CLM-LOT1 | 500 | 3.5C x 120 | A2XFY FRLSH | 0.6-1kV | CLM | Area-22 | LOT1 | 3.5C x 120 AL | 353 | 016 | E1121 -LOT1-0.6-1kV-3.5C x 120-A2XFY FRLSH-500.0-D016 | 0
1055 | PDP12-LV-P01 | PDP12 | 3.5C x 120-A2XFY FRLSH-0.6-1kV-CLM-LOT1 | 500 | 3.5C x 120 | A2XFY FRLSH | 0.6-1kV | CLM | Area-01 | LOT1 | 3.5C x 120 AL | 180 | 013 | E1121 -LOT1-0.6-1kV-3.5C x 120-A2XFY FRLSH-497.0-D013 | 0
1056 | PDP14-LV-P01 | PDP14 | 3.5C x 120-A2XFY FRLSH-0.6-1kV-CLM-LOT1 | 500 | 3.5C x 120 | A2XFY FRLSH | 0.6-1kV | CLM | Area-01 | LOT1 | 3.5C x 120 AL | 208 | 013 | E1121 -LOT1-0.6-1kV-3.5C x 120-A2XFY FRLSH-497.0-D013 | 0
1061 | WR1716-LV-P01 | WR1716 | 3.5C x 120-A2XFY FRLSH-0.6-1kV-CLM-LOT1 | 500 | 3.5C x 120 | A2XFY FRLSH | 0.6-1kV | CLM | Area-16 | LOT1 | 3.5C x 120 AL | 421 | 005 | E1121 -LOT1-0.6-1kV-3.5C x 120-A2XFY FRLSH-499.0-D005 | 0
1062 | WR1817-LV-P01 | WR1817 | 3.5C x 120-A2XFY FRLSH-0.6-1kV-CLM-LOT1 | 500 | 3.5C x 120 | A2XFY FRLSH | 0.6-1kV | CLM | Area-17 | LOT1 | 3.5C x 120 AL | 324 | 004 | E1121 -LOT1-0.6-1kV-3.5C x 120-A2XFY FRLSH-474.0-D004 | 0
1063 | WR1918-LV-P01 | WR1918 | 3.5C x 120-A2XFY FRLSH-0.6-1kV-CLM-LOT1 | 500 | 3.5C x 120 | A2XFY FRLSH | 0.6-1kV | CLM | Area-18 | LOT1 | 3.5C x 120 AL | 280 | 003 | E1121 -LOT1-0.6-1kV-3.5C x 120-A2XFY FRLSH-436.0-D003 | 0
1065 | WR2020-LV-P01 | WR2020 | 3.5C x 120-A2XFY FRLSH-0.6-1kV-CLM-LOT1 | 500 | 3.5C x 120 | A2XFY FRLSH | 0.6-1kV | CLM | Area-20 | LOT1 | 3.5C x 120 AL | 428 | 002 | E1121 -LOT1-0.6-1kV-3.5C x 120-A2XFY FRLSH-458.0-D002 | 0
1067 | PDP03-LV-P01 | PDP03 | 3.5C x 120-A2XFY FRLSH-0.6-1kV-CLM-LOT1 | 500 | 3.5C x 120 | A2XFY FRLSH | 0.6-1kV | CLM | CB | LOT1 | 3.5C x 120 AL | 78 | 005 | E1121 -LOT1-0.6-1kV-3.5C x 120-A2XFY FRLSH-499.0-D005 | 0
1068 | PDP05-LV-P01 | PDP05 | 3.5C x 120-A2XFY FRLSH-0.6-1kV-CLM-LOT1 | 500 | 3.5C x 120 | A2XFY FRLSH | 0.6-1kV | CLM | Area-03 | LOT1 | 3.5C x 120 AL | 137 | 011 | E1121 -LOT1-0.6-1kV-3.5C x 120-A2XFY FRLSH-500.0-D011 | 0
1069 | PDP07-LV-P01 | PDP07 | 3.5C x 120-A2XFY FRLSH-0.6-1kV-CLM-LOT1 | 500 | 3.5C x 120 | A2XFY FRLSH | 0.6-1kV | CLM | Area-08 | LOT1 | 3.5C x 120 AL | 211 | 018 | E1121 -LOT1-0.6-1kV-3.5C x 120-A2XFY FRLSH-432.0-D018 | 0
1070 | PDP09-LV-P01 | PDP09 | 3.5C x 120-A2XFY FRLSH-0.6-1kV-CLM-LOT1 | 500 | 3.5C x 120 | A2XFY FRLSH | 0.6-1kV | CLM | Area-12 | LOT1 | 3.5C x 120 AL | 223 | 017 | E1121 -LOT1-0.6-1kV-3.5C x 120-A2XFY FRLSH-482.0-D017 | 0
1071 | PDP11-LV-P01 | PDP11 | 3.5C x 120-A2XFY FRLSH-0.6-1kV-CLM-LOT1 | 500 | 3.5C x 120 | A2XFY FRLSH | 0.6-1kV | CLM | Area-11 | LOT1 | 3.5C x 120 AL | 293 | 015 | E1121 -LOT1-0.6-1kV-3.5C x 120-A2XFY FRLSH-433.0-D015 | 0
1072 | PDP13-LV-P01 | PDP13 | 3.5C x 120-A2XFY FRLSH-0.6-1kV-CLM-LOT1 | 500 | 3.5C x 120 | A2XFY FRLSH | 0.6-1kV | CLM | Area-05 | LOT1 | 3.5C x 120 AL | 343 | 014 | E1121 -LOT1-0.6-1kV-3.5C x 120-A2XFY FRLSH-499.0-D014 | 0
1073 | PDP15-LV-P01 | PDP15 | 3.5C x 120-A2XFY FRLSH-0.6-1kV-CLM-LOT1 | 500 | 3.5C x 120 | A2XFY FRLSH | 0.6-1kV | CLM | CB | LOT1 | 3.5C x 120 AL | 149 | 012 | E1121 -LOT1-0.6-1kV-3.5C x 120-A2XFY FRLSH-497.0-D012 | 0
1075 | PDP20-LV-P01 | PDP20 | 3.5C x 120-A2XFY FRLSH-0.6-1kV-CLM-LOT1 | 500 | 3.5C x 120 | A2XFY FRLSH | 0.6-1kV | CLM | CB | LOT1 | 3.5C x 120 AL | 133 | 009 | E1121 -LOT1-0.6-1kV-3.5C x 120-A2XFY FRLSH-478.0-D009 | 0
1081 | WR2121-LV-P01 | WR2121 | 3.5C x 120-A2XFY FRLSH-0.6-1kV-CLM-LOT1 | 500 | 3.5C x 120 | A2XFY FRLSH | 0.6-1kV | CLM | Area-21 | LOT1 | 3.5C x 120 AL | 280 | 001 | E1121 -LOT1-0.6-1kV-3.5C x 120-A2XFY FRLSH-480.0-D001 | 0
1083 | WR1009-LV-P01 | WR1009 | 3.5C x 120-A2XFY FRLSH-0.6-1kV-CLM-LOT1 | 500 | 3.5C x 120 | A2XFY FRLSH | 0.6-1kV | CLM | Area-09 | LOT1 | 3.5C x 120 AL | 280 | 006 | E1121 -LOT1-0.6-1kV-3.5C x 120-A2XFY FRLSH-500.0-D006 | 0
1087 | LDP01-LV-P01 | LDP01 | 3.5C x 120-A2XFY FRLSH-0.6-1kV-CLM-LOT1 | 500 | 3.5C x 120 | A2XFY FRLSH | 0.6-1kV | CLM | SS | LOT1 | 3.5C x 120 AL | 140 | 021 | E1121 -LOT1-0.6-1kV-3.5C x 120-A2XFY FRLSH-493.0-D021 | 0
1088 | LDP02A-LV-P01 | LDP02A | 3.5C x 120-A2XFY FRLSH-0.6-1kV-CLM-LOT1 | 500 | 3.5C x 120 | A2XFY FRLSH | 0.6-1kV | CLM | CB | LOT1 | 3.5C x 120 AL | 78 | 010 | E1121 -LOT1-0.6-1kV-3.5C x 120-A2XFY FRLSH-448.0-D010 | 0
1089 | LDP02B-LV-P01 | LDP02B | 3.5C x 120-A2XFY FRLSH-0.6-1kV-CLM-LOT1 | 500 | 3.5C x 120 | A2XFY FRLSH | 0.6-1kV | CLM | CB | LOT1 | 3.5C x 120 AL | 78 | 009 | E1121 -LOT1-0.6-1kV-3.5C x 120-A2XFY FRLSH-478.0-D009 | 0
1090 | LDP03-LV-P01 | LDP03 | 3.5C x 120-A2XFY FRLSH-0.6-1kV-CLM-LOT1 | 500 | 3.5C x 120 | A2XFY FRLSH | 0.6-1kV | CLM | Area-03 | LOT1 | 3.5C x 120 AL | 146 | 019 | E1121 -LOT1-0.6-1kV-3.5C x 120-A2XFY FRLSH-443.0-D019 | 0
1091 | LDP04-LV-P01 | LDP04 | 3.5C x 120-A2XFY FRLSH-0.6-1kV-CLM-LOT1 | 500 | 3.5C x 120 | A2XFY FRLSH | 0.6-1kV | CLM | Area-06 | LOT1 | 3.5C x 120 AL | 147 | 016 | E1121 -LOT1-0.6-1kV-3.5C x 120-A2XFY FRLSH-500.0-D016 | 0
1092 | LDP05-LV-P01 | LDP05 | 3.5C x 120-A2XFY FRLSH-0.6-1kV-CLM-LOT1 | 500 | 3.5C x 120 | A2XFY FRLSH | 0.6-1kV | CLM | Area-08 | LOT1 | 3.5C x 120 AL | 220 | 021 | E1121 -LOT1-0.6-1kV-3.5C x 120-A2XFY FRLSH-493.0-D021 | 0
1094 | LDP07-LV-P01 | LDP07 | 3.5C x 120-A2XFY FRLSH-0.6-1kV-CLM-LOT1 | 500 | 3.5C x 120 | A2XFY FRLSH | 0.6-1kV | CLM | Area-12 | LOT1 | 3.5C x 120 AL | 214 | 020 | E1121 -LOT1-0.6-1kV-3.5C x 120-A2XFY FRLSH-495.0-D020 | 0
1097 | LDP10-LV-P01 | LDP10 | 3.5C x 120-A2XFY FRLSH-0.6-1kV-CLM-LOT1 | 500 | 3.5C x 120 | A2XFY FRLSH | 0.6-1kV | CLM | Area-01 | LOT1 | 3.5C x 120 AL | 281 | 020 | E1121 -LOT1-0.6-1kV-3.5C x 120-A2XFY FRLSH-495.0-D020 | 0
1099 | LDP12-LV-P01 | LDP12 | 3.5C x 120-A2XFY FRLSH-0.6-1kV-CLM-LOT1 | 500 | 3.5C x 120 | A2XFY FRLSH | 0.6-1kV | CLM | Area-01 | LOT1 | 3.5C x 120 AL | 297 | 019 | E1121 -LOT1-0.6-1kV-3.5C x 120-A2XFY FRLSH-443.0-D019 | 0
1100 | SLDB01-LV-P01 | SLDB01 | 3.5C x 120-A2XFY FRLSH-0.6-1kV-CLM-LOT1 | 500 | 3.5C x 120 | A2XFY FRLSH | 0.6-1kV | CLM |  | LOT1 | 3.5C x 120 AL | 148 | 006 | E1121 -LOT1-0.6-1kV-3.5C x 120-A2XFY FRLSH-500.0-D006 | 0
1101 | SLDB02-LV-P01 | SLDB02 | 3.5C x 120-A2XFY FRLSH-0.6-1kV-CLM-LOT1 | 500 | 3.5C x 120 | A2XFY FRLSH | 0.6-1kV | CLM | Area-09 | LOT1 | 3.5C x 120 AL | 378 | 008 | E1121 -LOT1-0.6-1kV-3.5C x 120-A2XFY FRLSH-456.0-D008 | 0
1103 | ELDP1-LV-P01 | ELDP1 | 3.5C x 120-A2XFY FRLSH-0.6-1kV-CLM-LOT1 | 500 | 3.5C x 120 | A2XFY FRLSH | 0.6-1kV | CLM | SS | LOT1 | 3.5C x 120 AL | 140 | 026 | E1121 -LOT1-0.6-1kV-3.5C x 120-A2XFY FRLSH-483.0-D026 | 0
1104 | ELDP2-LV-P01 | ELDP2 | 3.5C x 120-A2XFY FRLSH-0.6-1kV-CLM-LOT1 | 500 | 3.5C x 120 | A2XFY FRLSH | 0.6-1kV | CLM | CB | LOT1 | 3.5C x 120 AL | 109 | 013 | E1121 -LOT1-0.6-1kV-3.5C x 120-A2XFY FRLSH-497.0-D013 | 0
1105 | ELDP3-LV-P01 | ELDP3 | 3.5C x 120-A2XFY FRLSH-0.6-1kV-CLM-LOT1 | 500 | 3.5C x 120 | A2XFY FRLSH | 0.6-1kV | CLM | CB | LOT1 | 3.5C x 120 AL | 72 | 006 | E1121 -LOT1-0.6-1kV-3.5C x 120-A2XFY FRLSH-500.0-D006 | 0
1106 | ELDP4-LV-P01 | ELDP4 | 3.5C x 120-A2XFY FRLSH-0.6-1kV-CLM-LOT1 | 500 | 3.5C x 120 | A2XFY FRLSH | 0.6-1kV | CLM | Area-03 | LOT1 | 3.5C x 120 AL | 131 | 024 | E1121 -LOT1-0.6-1kV-3.5C x 120-A2XFY FRLSH-499.0-D024 | 0
1107 | ELDP5-LV-P01 | ELDP5 | 3.5C x 120-A2XFY FRLSH-0.6-1kV-CLM-LOT1 | 500 | 3.5C x 120 | A2XFY FRLSH | 0.6-1kV | CLM | Area-06 | LOT1 | 3.5C x 120 AL | 156 | 024 | E1121 -LOT1-0.6-1kV-3.5C x 120-A2XFY FRLSH-499.0-D024 | 0
1108 | ELDP6-LV-P01 | ELDP6 | 3.5C x 120-A2XFY FRLSH-0.6-1kV-CLM-LOT1 | 500 | 3.5C x 120 | A2XFY FRLSH | 0.6-1kV | CLM | Area-08 | LOT1 | 3.5C x 120 AL | 212 | 024 | E1121 -LOT1-0.6-1kV-3.5C x 120-A2XFY FRLSH-499.0-D024 | 0
1109 | ELDP7-LV-P01 | ELDP7 | 3.5C x 120-A2XFY FRLSH-0.6-1kV-CLM-LOT1 | 500 | 3.5C x 120 | A2XFY FRLSH | 0.6-1kV | CLM | Area-14 | LOT1 | 3.5C x 120 AL | 212 | 023 | E1121 -LOT1-0.6-1kV-3.5C x 120-A2XFY FRLSH-484.0-D023 | 0
1110 | ELDP8-LV-P01 | ELDP8 | 3.5C x 120-A2XFY FRLSH-0.6-1kV-CLM-LOT1 | 500 | 3.5C x 120 | A2XFY FRLSH | 0.6-1kV | CLM | Area-12 | LOT1 | 3.5C x 120 AL | 272 | 023 | E1121 -LOT1-0.6-1kV-3.5C x 120-A2XFY FRLSH-484.0-D023 | 0
1112 | ELDP10-LV-P01 | ELDP10 | 3.5C x 120-A2XFY FRLSH-0.6-1kV-CLM-LOT1 | 500 | 3.5C x 120 | A2XFY FRLSH | 0.6-1kV | CLM | Area-01 | LOT1 | 3.5C x 120 AL | 202 | 025 | E1121 -LOT1-0.6-1kV-3.5C x 120-A2XFY FRLSH-499.0-D025 | 0
1113 | ELDP11-LV-P01 | ELDP11 | 3.5C x 120-A2XFY FRLSH-0.6-1kV-CLM-LOT1 | 500 | 3.5C x 120 | A2XFY FRLSH | 0.6-1kV | CLM | Area-05 | LOT1 | 3.5C x 120 AL | 343 | 026 | E1121 -LOT1-0.6-1kV-3.5C x 120-A2XFY FRLSH-483.0-D026 | 0
1114 | ELDP13-LV-P01 | ELDP13 | 3.5C x 120-A2XFY FRLSH-0.6-1kV-CLM-LOT1 | 500 | 3.5C x 120 | A2XFY FRLSH | 0.6-1kV | CLM | Area-09 | LOT1 | 3.5C x 120 AL | 297 | 025 | E1121 -LOT1-0.6-1kV-3.5C x 120-A2XFY FRLSH-499.0-D025 | 0
1194 | WR0202-LV-P01 | WR0202 | 3.5C x 120-A2XFY FRLSH-0.6-1kV-CLM-LOT1 | 500 | 3.5C x 120 | A2XFY FRLSH | 0.6-1kV | CLM | Area-02 | LOT1 | 3.5C x 120 AL | 150 | 004 | E1121 -LOT1-0.6-1kV-3.5C x 120-A2XFY FRLSH-474.0-D004 | 0
1196 | WR0705-LV-P01 | WR0705 | 3.5C x 120-A2XFY FRLSH-0.6-1kV-CLM-LOT1 | 500 | 3.5C x 120 | A2XFY FRLSH | 0.6-1kV | CLM | Area-05 | LOT1 | 3.5C x 120 AL | 156 | 003 | E1121 -LOT1-0.6-1kV-3.5C x 120-A2XFY FRLSH-436.0-D003 | 0
1197 | WR1313-LV-P01 | WR1313 | 3.5C x 120-A2XFY FRLSH-0.6-1kV-CLM-LOT1 | 500 | 3.5C x 120 | A2XFY FRLSH | 0.6-1kV | CLM | Area-13 | LOT1 | 3.5C x 120 AL | 200 | 001 | E1121 -LOT1-0.6-1kV-3.5C x 120-A2XFY FRLSH-480.0-D001 | 0
1200 | WR02B-LV-P01 | WR02B | 3.5C x 120-A2XFY FRLSH-0.6-1kV-CLM-LOT1 | 500 | 3.5C x 120 | A2XFY FRLSH | 0.6-1kV | CLM | Area-01 | LOT1 | 3.5C x 120 AL | 30 | 002 | E1121 -LOT1-0.6-1kV-3.5C x 120-A2XFY FRLSH-458.0-D002 | 0
372 | PMA1301B-LV-P01 | PMA1301B | 3C x 10-2XWY FRLSH-0.6-1kV-CLM-LOT1 | 1000 | 3C x 10 | 2XWY FRLSH | 0.6-1kV | CLM | Area-06 | LOT1 | 3C x 10 CU | 300 | 013 | E1121 -LOT1-0.6-1kV-3C x 10-2XWY FRLSH-951.0-D013 | 0
374 | PMA1302B-LV-P01 | PMA1302B | 3C x 10-2XWY FRLSH-0.6-1kV-CLM-LOT1 | 1000 | 3C x 10 | 2XWY FRLSH | 0.6-1kV | CLM | Area-06 | LOT1 | 3C x 10 CU | 216 | 013 | E1121 -LOT1-0.6-1kV-3C x 10-2XWY FRLSH-951.0-D013 | 0
380 | PMA1501A-LV-P01 | PMA1501A | 3C x 10-2XWY FRLSH-0.6-1kV-CLM-LOT1 | 1000 | 3C x 10 | 2XWY FRLSH | 0.6-1kV | CLM | Area-07 | LOT1 | 3C x 10 CU | 263 | 012 | E1121 -LOT1-0.6-1kV-3C x 10-2XWY FRLSH-929.0-D012 | 0
387 | PMA1822A-LV-P01 | PMA1822A | 3C x 10-2XWY FRLSH-0.6-1kV-CLM-LOT1 | 1000 | 3C x 10 | 2XWY FRLSH | 0.6-1kV | CLM | Area-08 | LOT1 | 3C x 10 CU | 181 | 011 | E1121 -LOT1-0.6-1kV-3C x 10-2XWY FRLSH-931.0-D011 | 0
389 | PMA1824A-LV-P01 | PMA1824A | 3C x 10-2XWY FRLSH-0.6-1kV-CLM-LOT1 | 1000 | 3C x 10 | 2XWY FRLSH | 0.6-1kV | CLM | Area-08 | LOT1 | 3C x 10 CU | 181 | 011 | E1121 -LOT1-0.6-1kV-3C x 10-2XWY FRLSH-931.0-D011 | 0
391 | PMA1832A-LV-P01 | PMA1832A | 3C x 10-2XWY FRLSH-0.6-1kV-CLM-LOT1 | 1000 | 3C x 10 | 2XWY FRLSH | 0.6-1kV | CLM | Area-08 | LOT1 | 3C x 10 CU | 176 | 010 | E1121 -LOT1-0.6-1kV-3C x 10-2XWY FRLSH-916.0-D010 | 0
395 | PMA1842A-LV-P01 | PMA1842A | 3C x 10-2XWY FRLSH-0.6-1kV-CLM-LOT1 | 1000 | 3C x 10 | 2XWY FRLSH | 0.6-1kV | CLM | Area-08 | LOT1 | 3C x 10 CU | 169 | 005 | E1121 -LOT1-0.6-1kV-3C x 10-2XWY FRLSH-971.0-D005 | 0
397 | PMA1851A-LV-P01 | PMA1851A | 3C x 10-2XWY FRLSH-0.6-1kV-CLM-LOT1 | 1000 | 3C x 10 | 2XWY FRLSH | 0.6-1kV | CLM | Area-08 | LOT1 | 3C x 10 CU | 190 | 003 | E1121 -LOT1-0.6-1kV-3C x 10-2XWY FRLSH-996.0-D003 | 0
402 | PMA2601A-LV-P01 | PMA2601A | 3C x 10-2XWY FRLSH-0.6-1kV-CLM-LOT1 | 1000 | 3C x 10 | 2XWY FRLSH | 0.6-1kV | CLM | Area-11 | LOT1 | 3C x 10 CU | 358 | 009 | E1121 -LOT1-0.6-1kV-3C x 10-2XWY FRLSH-971.0-D009 | 0
404 | PJBPMA2603A-LV-P01 | PJBPMA2603A | 3C x 10-2XWY FRLSH-0.6-1kV-CLM-LOT1 | 1000 | 3C x 10 | 2XWY FRLSH | 0.6-1kV | CLM | Area-11 | LOT1 | 3C x 10 CU | 360 | 024 | E1121 -LOT1-0.6-1kV-3C x 10-2XWY FRLSH-986.0-D024 | 0
421 | HHMA501A-LV-P01 | HHMA501A | 3C x 10-2XWY FRLSH-0.6-1kV-CLM-LOT1 | 1000 | 3C x 10 | 2XWY FRLSH | 0.6-1kV | CLM | Area-07 | LOT1 | 3C x 10 CU | 238 | 026 | E1121 -LOT1-0.6-1kV-3C x 10-2XWY FRLSH-761.0-D026 | 0
425 | FMA501AA-LV-P01 | FMA501AA | 3C x 10-2XWY FRLSH-0.6-1kV-CLM-LOT1 | 1000 | 3C x 10 | 2XWY FRLSH | 0.6-1kV | CLM | Area-07 | LOT1 | 3C x 10 CU | 279 | 030 | E1121 -LOT1-0.6-1kV-3C x 10-2XWY FRLSH-953.0-D030 | 0
428 | FMA501BA-LV-P01 | FMA501BA | 3C x 10-2XWY FRLSH-0.6-1kV-CLM-LOT1 | 1000 | 3C x 10 | 2XWY FRLSH | 0.6-1kV | CLM | Area-07 | LOT1 | 3C x 10 CU | 256 | 028 | E1121 -LOT1-0.6-1kV-3C x 10-2XWY FRLSH-949.0-D028 | 0
435 | PMA1301A-LV-P01 | PMA1301A | 3C x 10-2XWY FRLSH-0.6-1kV-CLM-LOT1 | 1000 | 3C x 10 | 2XWY FRLSH | 0.6-1kV | CLM | Area-06 | LOT1 | 3C x 10 CU | 205 | 014 | E1121 -LOT1-0.6-1kV-3C x 10-2XWY FRLSH-882.0-D014 | 0
437 | PMA1302A-LV-P01 | PMA1302A | 3C x 10-2XWY FRLSH-0.6-1kV-CLM-LOT1 | 1000 | 3C x 10 | 2XWY FRLSH | 0.6-1kV | CLM | Area-06 | LOT1 | 3C x 10 CU | 216 | 013 | E1121 -LOT1-0.6-1kV-3C x 10-2XWY FRLSH-951.0-D013 | 0
445 | PMA1501B-LV-P01 | PMA1501B | 3C x 10-2XWY FRLSH-0.6-1kV-CLM-LOT1 | 1000 | 3C x 10 | 2XWY FRLSH | 0.6-1kV | CLM | Area-07 | LOT1 | 3C x 10 CU | 276 | 012 | E1121 -LOT1-0.6-1kV-3C x 10-2XWY FRLSH-929.0-D012 | 0
452 | PMA1822B-LV-P01 | PMA1822B | 3C x 10-2XWY FRLSH-0.6-1kV-CLM-LOT1 | 1000 | 3C x 10 | 2XWY FRLSH | 0.6-1kV | CLM | Area-08 | LOT1 | 3C x 10 CU | 181 | 011 | E1121 -LOT1-0.6-1kV-3C x 10-2XWY FRLSH-931.0-D011 | 0
454 | PMA1824B-LV-P01 | PMA1824B | 3C x 10-2XWY FRLSH-0.6-1kV-CLM-LOT1 | 1000 | 3C x 10 | 2XWY FRLSH | 0.6-1kV | CLM | Area-08 | LOT1 | 3C x 10 CU | 181 | 011 | E1121 -LOT1-0.6-1kV-3C x 10-2XWY FRLSH-931.0-D011 | 0
456 | PMA1832B-LV-P01 | PMA1832B | 3C x 10-2XWY FRLSH-0.6-1kV-CLM-LOT1 | 1000 | 3C x 10 | 2XWY FRLSH | 0.6-1kV | CLM | Area-08 | LOT1 | 3C x 10 CU | 176 | 008 | E1121 -LOT1-0.6-1kV-3C x 10-2XWY FRLSH-965.0-D008 | 0
460 | PMA1842B-LV-P01 | PMA1842B | 3C x 10-2XWY FRLSH-0.6-1kV-CLM-LOT1 | 1000 | 3C x 10 | 2XWY FRLSH | 0.6-1kV | CLM | Area-08 | LOT1 | 3C x 10 CU | 169 | 004 | E1121 -LOT1-0.6-1kV-3C x 10-2XWY FRLSH-989.0-D004 | 0
464 | PMA1851B-LV-P01 | PMA1851B | 3C x 10-2XWY FRLSH-0.6-1kV-CLM-LOT1 | 1000 | 3C x 10 | 2XWY FRLSH | 0.6-1kV | CLM | Area-08 | LOT1 | 3C x 10 CU | 190 | 002 | E1121 -LOT1-0.6-1kV-3C x 10-2XWY FRLSH-992.0-D002 | 0
469 | PMA2601B-LV-P01 | PMA2601B | 3C x 10-2XWY FRLSH-0.6-1kV-CLM-LOT1 | 1000 | 3C x 10 | 2XWY FRLSH | 0.6-1kV | CLM | Area-11 | LOT1 | 3C x 10 CU | 358 | 009 | E1121 -LOT1-0.6-1kV-3C x 10-2XWY FRLSH-971.0-D009 | 0
471 | PJBPMA2603B-LV-P01 | PJBPMA2603B | 3C x 10-2XWY FRLSH-0.6-1kV-CLM-LOT1 | 1000 | 3C x 10 | 2XWY FRLSH | 0.6-1kV | CLM | Area-11 | LOT1 | 3C x 10 CU | 360 | 023 | E1121 -LOT1-0.6-1kV-3C x 10-2XWY FRLSH-937.0-D023 | 0
484 | HHMA501B-LV-P01 | HHMA501B | 3C x 10-2XWY FRLSH-0.6-1kV-CLM-LOT1 | 1000 | 3C x 10 | 2XWY FRLSH | 0.6-1kV | CLM | Area-07 | LOT1 | 3C x 10 CU | 250 | 026 | E1121 -LOT1-0.6-1kV-3C x 10-2XWY FRLSH-761.0-D026 | 0
488 | FMA501AB-LV-P01 | FMA501AB | 3C x 10-2XWY FRLSH-0.6-1kV-CLM-LOT1 | 1000 | 3C x 10 | 2XWY FRLSH | 0.6-1kV | CLM | Area-07 | LOT1 | 3C x 10 CU | 291 | 029 | E1121 -LOT1-0.6-1kV-3C x 10-2XWY FRLSH-965.0-D029 | 0
491 | FMA501BB-LV-P01 | FMA501BB | 3C x 10-2XWY FRLSH-0.6-1kV-CLM-LOT1 | 1000 | 3C x 10 | 2XWY FRLSH | 0.6-1kV | CLM | Area-07 | LOT1 | 3C x 10 CU | 309 | 027 | E1121 -LOT1-0.6-1kV-3C x 10-2XWY FRLSH-986.0-D027 | 0
498 | PMB1301B-LV-P01 | PMB1301B | 3C x 10-2XWY FRLSH-0.6-1kV-CLM-LOT1 | 1000 | 3C x 10 | 2XWY FRLSH | 0.6-1kV | CLM | Area-12 | LOT1 | 3C x 10 CU | 255 | 008 | E1121 -LOT1-0.6-1kV-3C x 10-2XWY FRLSH-965.0-D008 | 0
500 | PMB1302B-LV-P01 | PMB1302B | 3C x 10-2XWY FRLSH-0.6-1kV-CLM-LOT1 | 1000 | 3C x 10 | 2XWY FRLSH | 0.6-1kV | CLM | Area-12 | LOT1 | 3C x 10 CU | 267 | 008 | E1121 -LOT1-0.6-1kV-3C x 10-2XWY FRLSH-965.0-D008 | 0
508 | PMB1501A-LV-P01 | PMB1501A | 3C x 10-2XWY FRLSH-0.6-1kV-CLM-LOT1 | 1000 | 3C x 10 | 2XWY FRLSH | 0.6-1kV | CLM | Area-13 | LOT1 | 3C x 10 CU | 314 | 007 | E1121 -LOT1-0.6-1kV-3C x 10-2XWY FRLSH-879.0-D007 | 0
515 | PMB1822A-LV-P01 | PMB1822A | 3C x 10-2XWY FRLSH-0.6-1kV-CLM-LOT1 | 1000 | 3C x 10 | 2XWY FRLSH | 0.6-1kV | CLM | Area-14 | LOT1 | 3C x 10 CU | 269 | 005 | E1121 -LOT1-0.6-1kV-3C x 10-2XWY FRLSH-971.0-D005 | 0
517 | PMB1824B-LV-P01 | PMB1824B | 3C x 10-2XWY FRLSH-0.6-1kV-CLM-LOT1 | 1000 | 3C x 10 | 2XWY FRLSH | 0.6-1kV | CLM | Area-14 | LOT1 | 3C x 10 CU | 264 | 004 | E1121 -LOT1-0.6-1kV-3C x 10-2XWY FRLSH-989.0-D004 | 0
519 | PMB1832A-LV-P01 | PMB1832A | 3C x 10-2XWY FRLSH-0.6-1kV-CLM-LOT1 | 1000 | 3C x 10 | 2XWY FRLSH | 0.6-1kV | CLM | Area-14 | LOT1 | 3C x 10 CU | 258 | 004 | E1121 -LOT1-0.6-1kV-3C x 10-2XWY FRLSH-989.0-D004 | 0
523 | PMB1842B-LV-P01 | PMB1842B | 3C x 10-2XWY FRLSH-0.6-1kV-CLM-LOT1 | 1000 | 3C x 10 | 2XWY FRLSH | 0.6-1kV | CLM | Area-14 | LOT1 | 3C x 10 CU | 248 | 001 | E1121 -LOT1-0.6-1kV-3C x 10-2XWY FRLSH-1000.0-D001 | 0
525 | PMB1851A-LV-P01 | PMB1851A | 3C x 10-2XWY FRLSH-0.6-1kV-CLM-LOT1 | 1000 | 3C x 10 | 2XWY FRLSH | 0.6-1kV | CLM | Area-14 | LOT1 | 3C x 10 CU | 274 | 003 | E1121 -LOT1-0.6-1kV-3C x 10-2XWY FRLSH-996.0-D003 | 0
530 | PMB2601A-LV-P01 | PMB2601A | 3C x 10-2XWY FRLSH-0.6-1kV-CLM-LOT1 | 1000 | 3C x 10 | 2XWY FRLSH | 0.6-1kV | CLM | Area-11 | LOT1 | 3C x 10 CU | 371 | 001 | E1121 -LOT1-0.6-1kV-3C x 10-2XWY FRLSH-1000.0-D001 | 0
532 | PJBPMB2603B-LV-P01 | PJBPMB2603B | 3C x 10-2XWY FRLSH-0.6-1kV-CLM-LOT1 | 1000 | 3C x 10 | 2XWY FRLSH | 0.6-1kV | CLM | Area-11 | LOT1 | 3C x 10 CU | 376 | 022 | E1121 -LOT1-0.6-1kV-3C x 10-2XWY FRLSH-950.0-D022 | 0
548 | HHMB501A-LV-P02 | HHMB501A | 3C x 10-2XWY FRLSH-0.6-1kV-CLM-LOT1 | 1000 | 3C x 10 | 2XWY FRLSH | 0.6-1kV | CLM | Area-13 | LOT1 | 3C x 10 CU | 15 | 004 | E1121 -LOT1-0.6-1kV-3C x 10-2XWY FRLSH-989.0-D004 | 0
552 | FMB501AB-LV-P01 | FMB501AB | 3C x 10-2XWY FRLSH-0.6-1kV-CLM-LOT1 | 1000 | 3C x 10 | 2XWY FRLSH | 0.6-1kV | CLM | Area-13 | LOT1 | 3C x 10 CU | 331 | 029 | E1121 -LOT1-0.6-1kV-3C x 10-2XWY FRLSH-965.0-D029 | 0
555 | FMB501BB-LV-P01 | FMB501BB | 3C x 10-2XWY FRLSH-0.6-1kV-CLM-LOT1 | 1000 | 3C x 10 | 2XWY FRLSH | 0.6-1kV | CLM | Area-13 | LOT1 | 3C x 10 CU | 333 | 028 | E1121 -LOT1-0.6-1kV-3C x 10-2XWY FRLSH-949.0-D028 | 0
562 | PMB1301A-LV-P01 | PMB1301A | 3C x 10-2XWY FRLSH-0.6-1kV-CLM-LOT1 | 1000 | 3C x 10 | 2XWY FRLSH | 0.6-1kV | CLM | Area-12 | LOT1 | 3C x 10 CU | 255 | 009 | E1121 -LOT1-0.6-1kV-3C x 10-2XWY FRLSH-971.0-D009 | 0
564 | PMB1302A-LV-P01 | PMB1302A | 3C x 10-2XWY FRLSH-0.6-1kV-CLM-LOT1 | 1000 | 3C x 10 | 2XWY FRLSH | 0.6-1kV | CLM | Area-12 | LOT1 | 3C x 10 CU | 267 | 008 | E1121 -LOT1-0.6-1kV-3C x 10-2XWY FRLSH-965.0-D008 | 0
570 | PMB1501B-LV-P01 | PMB1501B | 3C x 10-2XWY FRLSH-0.6-1kV-CLM-LOT1 | 1000 | 3C x 10 | 2XWY FRLSH | 0.6-1kV | CLM | Area-13 | LOT1 | 3C x 10 CU | 327 | 006 | E1121 -LOT1-0.6-1kV-3C x 10-2XWY FRLSH-856.0-D006 | 0
577 | PMB1822B-LV-P01 | PMB1822B | 3C x 10-2XWY FRLSH-0.6-1kV-CLM-LOT1 | 1000 | 3C x 10 | 2XWY FRLSH | 0.6-1kV | CLM | Area-14 | LOT1 | 3C x 10 CU | 269 | 005 | E1121 -LOT1-0.6-1kV-3C x 10-2XWY FRLSH-971.0-D005 | 0
579 | PMB1824A-LV-P01 | PMB1824A | 3C x 10-2XWY FRLSH-0.6-1kV-CLM-LOT1 | 1000 | 3C x 10 | 2XWY FRLSH | 0.6-1kV | CLM | Area-14 | LOT1 | 3C x 10 CU | 264 | 005 | E1121 -LOT1-0.6-1kV-3C x 10-2XWY FRLSH-971.0-D005 | 0
581 | PMB1832B-LV-P01 | PMB1832B | 3C x 10-2XWY FRLSH-0.6-1kV-CLM-LOT1 | 1000 | 3C x 10 | 2XWY FRLSH | 0.6-1kV | CLM | Area-14 | LOT1 | 3C x 10 CU | 258 | 004 | E1121 -LOT1-0.6-1kV-3C x 10-2XWY FRLSH-989.0-D004 | 0
585 | PMB1842A-LV-P01 | PMB1842A | 3C x 10-2XWY FRLSH-0.6-1kV-CLM-LOT1 | 1000 | 3C x 10 | 2XWY FRLSH | 0.6-1kV | CLM | Area-14 | LOT1 | 3C x 10 CU | 248 | 003 | E1121 -LOT1-0.6-1kV-3C x 10-2XWY FRLSH-996.0-D003 | 0
589 | PMB1851B-LV-P01 | PMB1851B | 3C x 10-2XWY FRLSH-0.6-1kV-CLM-LOT1 | 1000 | 3C x 10 | 2XWY FRLSH | 0.6-1kV | CLM | Area-14 | LOT1 | 3C x 10 CU | 274 | 003 | E1121 -LOT1-0.6-1kV-3C x 10-2XWY FRLSH-996.0-D003 | 0
594 | PMB2601B-LV-P01 | PMB2601B | 3C x 10-2XWY FRLSH-0.6-1kV-CLM-LOT1 | 1000 | 3C x 10 | 2XWY FRLSH | 0.6-1kV | CLM | Area-11 | LOT1 | 3C x 10 CU | 371 | 001 | E1121 -LOT1-0.6-1kV-3C x 10-2XWY FRLSH-1000.0-D001 | 0
596 | PJBPMB2603A-LV-P01 | PJBPMB2603A | 3C x 10-2XWY FRLSH-0.6-1kV-CLM-LOT1 | 1000 | 3C x 10 | 2XWY FRLSH | 0.6-1kV | CLM | Area-11 | LOT1 | 3C x 10 CU | 376 | 023 | E1121 -LOT1-0.6-1kV-3C x 10-2XWY FRLSH-937.0-D023 | 0
612 | HHMB501B-LV-P02 | HHMB501B | 3C x 10-2XWY FRLSH-0.6-1kV-CLM-LOT1 | 1000 | 3C x 10 | 2XWY FRLSH | 0.6-1kV | CLM | Area-13 | LOT1 | 3C x 10 CU | 15 | 004 | E1121 -LOT1-0.6-1kV-3C x 10-2XWY FRLSH-989.0-D004 | 0
616 | FMB501AA-LV-P01 | FMB501AA | 3C x 10-2XWY FRLSH-0.6-1kV-CLM-LOT1 | 1000 | 3C x 10 | 2XWY FRLSH | 0.6-1kV | CLM | Area-13 | LOT1 | 3C x 10 CU | 343 | 029 | E1121 -LOT1-0.6-1kV-3C x 10-2XWY FRLSH-965.0-D029 | 0
619 | FMB501BA-LV-P01 | FMB501BA | 3C x 10-2XWY FRLSH-0.6-1kV-CLM-LOT1 | 1000 | 3C x 10 | 2XWY FRLSH | 0.6-1kV | CLM | Area-13 | LOT1 | 3C x 10 CU | 360 | 028 | E1121 -LOT1-0.6-1kV-3C x 10-2XWY FRLSH-949.0-D028 | 0
626 | PJBPM1201A-LV-P01 | PJBPM1201A | 3C x 10-2XWY FRLSH-0.6-1kV-CLM-LOT1 | 1000 | 3C x 10 | 2XWY FRLSH | 0.6-1kV | CLM | Area-08 | LOT1 | 3C x 10 CU | 201 | 023 | E1121 -LOT1-0.6-1kV-3C x 10-2XWY FRLSH-937.0-D023 | 0
633 | BL1301B-LV-P01 | BL1301B | 3C x 10-2XWY FRLSH-0.6-1kV-CLM-LOT1 | 1000 | 3C x 10 | 2XWY FRLSH | 0.6-1kV | CLM | Area-18 | LOT1 | 3C x 10 CU | 337 | 030 | E1121 -LOT1-0.6-1kV-3C x 10-2XWY FRLSH-953.0-D030 | 0
643 | PM1701B-LV-P02 | PM1701B | 3C x 10-2XWY FRLSH-0.6-1kV-CLM-LOT1 | 1000 | 3C x 10 | 2XWY FRLSH | 0.6-1kV | CLM | Area-14 | LOT1 | 3C x 10 CU | 10 | 003 | E1121 -LOT1-0.6-1kV-3C x 10-2XWY FRLSH-996.0-D003 | 0
650 | PM1704B-LV-P01 | PM1704B | 3C x 10-2XWY FRLSH-0.6-1kV-CLM-LOT1 | 1000 | 3C x 10 | 2XWY FRLSH | 0.6-1kV | CLM | Area-14 | LOT1 | 3C x 10 CU | 287 | 022 | E1121 -LOT1-0.6-1kV-3C x 10-2XWY FRLSH-950.0-D022 | 0
654 | PM1901B-LV-P01 | PM1901B | 3C x 10-2XWY FRLSH-0.6-1kV-CLM-LOT1 | 1000 | 3C x 10 | 2XWY FRLSH | 0.6-1kV | CLM | Area-14 | LOT1 | 3C x 10 CU | 302 | 021 | E1121 -LOT1-0.6-1kV-3C x 10-2XWY FRLSH-853.0-D021 | 0
656 | PJBPM1902A-LV-P01 | PJBPM1902A | 3C x 10-2XWY FRLSH-0.6-1kV-CLM-LOT1 | 1000 | 3C x 10 | 2XWY FRLSH | 0.6-1kV | CLM | Area-14 | LOT1 | 3C x 10 CU | 297 | 025 | E1121 -LOT1-0.6-1kV-3C x 10-2XWY FRLSH-927.0-D025 | 0
665 | PM2252-LV-P02 | PM2252 | 3C x 10-2XWY FRLSH-0.6-1kV-CLM-LOT1 | 1000 | 3C x 10 | 2XWY FRLSH | 0.6-1kV | CLM | Area-11 | LOT1 | 3C x 10 CU | 10 | 001 | E1121 -LOT1-0.6-1kV-3C x 10-2XWY FRLSH-1000.0-D001 | 0
669 | PM2404A-LV-P01 | PM2404A | 3C x 10-2XWY FRLSH-0.6-1kV-CLM-LOT1 | 1000 | 3C x 10 | 2XWY FRLSH | 0.6-1kV | CLM | Area-05 | LOT1 | 3C x 10 CU | 271 | 019 | E1121 -LOT1-0.6-1kV-3C x 10-2XWY FRLSH-887.0-D019 | 0
671 | PM2405B-LV-P01 | PM2405B | 3C x 10-2XWY FRLSH-0.6-1kV-CLM-LOT1 | 1000 | 3C x 10 | 2XWY FRLSH | 0.6-1kV | CLM | Area-05 | LOT1 | 3C x 10 CU | 262 | 016 | E1121 -LOT1-0.6-1kV-3C x 10-2XWY FRLSH-993.0-D016 | 0
673 | PM2502A-LV-P01 | PM2502A | 3C x 10-2XWY FRLSH-0.6-1kV-CLM-LOT1 | 1000 | 3C x 10 | 2XWY FRLSH | 0.6-1kV | CLM | Area-05 | LOT1 | 3C x 10 CU | 345 | 019 | E1121 -LOT1-0.6-1kV-3C x 10-2XWY FRLSH-887.0-D019 | 0
685 | PM3005A-LV-P01 | PM3005A | 3C x 10-2XWY FRLSH-0.6-1kV-CLM-LOT1 | 1000 | 3C x 10 | 2XWY FRLSH | 0.6-1kV | CLM | Area-18 | LOT1 | 3C x 10 CU | 374 | 018 | E1121 -LOT1-0.6-1kV-3C x 10-2XWY FRLSH-981.0-D018 | 0
708 | PM5001A1-LV-P01 | PM5001A1 | 3C x 10-2XWY FRLSH-0.6-1kV-CLM-LOT1 | 1000 | 3C x 10 | 2XWY FRLSH | 0.6-1kV | CLM | Area-17 | LOT1 | 3C x 10 CU | 319 | 015 | E1121 -LOT1-0.6-1kV-3C x 10-2XWY FRLSH-988.0-D015 | 0
710 | PM5001A2-LV-P01 | PM5001A2 | 3C x 10-2XWY FRLSH-0.6-1kV-CLM-LOT1 | 1000 | 3C x 10 | 2XWY FRLSH | 0.6-1kV | CLM | Area-17 | LOT1 | 3C x 10 CU | 319 | 015 | E1121 -LOT1-0.6-1kV-3C x 10-2XWY FRLSH-988.0-D015 | 0
716 | H5001A1-LV-P01 | H5001A1 | 3C x 10-2XWY FRLSH-0.6-1kV-CLM-LOT1 | 1000 | 3C x 10 | 2XWY FRLSH | 0.6-1kV | CLM | Area-17 | LOT1 | 3C x 10 CU | 358 | 027 | E1121 -LOT1-0.6-1kV-3C x 10-2XWY FRLSH-986.0-D027 | 0
734 | PJBPM1201B-LV-P01 | PJBPM1201B | 3C x 10-2XWY FRLSH-0.6-1kV-CLM-LOT1 | 1000 | 3C x 10 | 2XWY FRLSH | 0.6-1kV | CLM | Area-08 | LOT1 | 3C x 10 CU | 201 | 017 | E1121 -LOT1-0.6-1kV-3C x 10-2XWY FRLSH-956.0-D017 | 0
741 | BL1301A-LV-P01 | BL1301A | 3C x 10-2XWY FRLSH-0.6-1kV-CLM-LOT1 | 1000 | 3C x 10 | 2XWY FRLSH | 0.6-1kV | CLM | Area-18 | LOT1 | 3C x 10 CU | 337 | 030 | E1121 -LOT1-0.6-1kV-3C x 10-2XWY FRLSH-953.0-D030 | 0
751 | PM1701A-LV-P02 | PM1701A | 3C x 10-2XWY FRLSH-0.6-1kV-CLM-LOT1 | 1000 | 3C x 10 | 2XWY FRLSH | 0.6-1kV | CLM | Area-14 | LOT1 | 3C x 10 CU | 10 | 004 | E1121 -LOT1-0.6-1kV-3C x 10-2XWY FRLSH-989.0-D004 | 0
758 | PM1704A-LV-P01 | PM1704A | 3C x 10-2XWY FRLSH-0.6-1kV-CLM-LOT1 | 1000 | 3C x 10 | 2XWY FRLSH | 0.6-1kV | CLM | Area-14 | LOT1 | 3C x 10 CU | 287 | 022 | E1121 -LOT1-0.6-1kV-3C x 10-2XWY FRLSH-950.0-D022 | 0
762 | PJBPM1901A-LV-P01 | PJBPM1901A | 3C x 10-2XWY FRLSH-0.6-1kV-CLM-LOT1 | 1000 | 3C x 10 | 2XWY FRLSH | 0.6-1kV | CLM | Area-14 | LOT1 | 3C x 10 CU | 302 | 025 | E1121 -LOT1-0.6-1kV-3C x 10-2XWY FRLSH-927.0-D025 | 0
765 | PM1902B-LV-P01 | PM1902B | 3C x 10-2XWY FRLSH-0.6-1kV-CLM-LOT1 | 1000 | 3C x 10 | 2XWY FRLSH | 0.6-1kV | CLM | Area-14 | LOT1 | 3C x 10 CU | 297 | 021 | E1121 -LOT1-0.6-1kV-3C x 10-2XWY FRLSH-853.0-D021 | 0
774 | PM2404B-LV-P01 | PM2404B | 3C x 10-2XWY FRLSH-0.6-1kV-CLM-LOT1 | 1000 | 3C x 10 | 2XWY FRLSH | 0.6-1kV | CLM | Area-05 | LOT1 | 3C x 10 CU | 271 | 019 | E1121 -LOT1-0.6-1kV-3C x 10-2XWY FRLSH-887.0-D019 | 0
776 | PM2405A-LV-P01 | PM2405A | 3C x 10-2XWY FRLSH-0.6-1kV-CLM-LOT1 | 1000 | 3C x 10 | 2XWY FRLSH | 0.6-1kV | CLM | Area-05 | LOT1 | 3C x 10 CU | 262 | 018 | E1121 -LOT1-0.6-1kV-3C x 10-2XWY FRLSH-981.0-D018 | 0
778 | PM2502B-LV-P01 | PM2502B | 3C x 10-2XWY FRLSH-0.6-1kV-CLM-LOT1 | 1000 | 3C x 10 | 2XWY FRLSH | 0.6-1kV | CLM | Area-05 | LOT1 | 3C x 10 CU | 345 | 018 | E1121 -LOT1-0.6-1kV-3C x 10-2XWY FRLSH-981.0-D018 | 0
789 | PM3005B-LV-P01 | PM3005B | 3C x 10-2XWY FRLSH-0.6-1kV-CLM-LOT1 | 1000 | 3C x 10 | 2XWY FRLSH | 0.6-1kV | CLM | Area-18 | LOT1 | 3C x 10 CU | 374 | 017 | E1121 -LOT1-0.6-1kV-3C x 10-2XWY FRLSH-956.0-D017 | 0
814 | PM5001B1-LV-P01 | PM5001B1 | 3C x 10-2XWY FRLSH-0.6-1kV-CLM-LOT1 | 1000 | 3C x 10 | 2XWY FRLSH | 0.6-1kV | CLM | Area-17 | LOT1 | 3C x 10 CU | 319 | 014 | E1121 -LOT1-0.6-1kV-3C x 10-2XWY FRLSH-882.0-D014 | 0
816 | PM5001B2-LV-P01 | PM5001B2 | 3C x 10-2XWY FRLSH-0.6-1kV-CLM-LOT1 | 1000 | 3C x 10 | 2XWY FRLSH | 0.6-1kV | CLM | Area-17 | LOT1 | 3C x 10 CU | 358 | 014 | E1121 -LOT1-0.6-1kV-3C x 10-2XWY FRLSH-882.0-D014 | 0
822 | H5001B1-LV-P01 | H5001B1 | 3C x 10-2XWY FRLSH-0.6-1kV-CLM-LOT1 | 1000 | 3C x 10 | 2XWY FRLSH | 0.6-1kV | CLM | Area-17 | LOT1 | 3C x 10 CU | 319 | 027 | E1121 -LOT1-0.6-1kV-3C x 10-2XWY FRLSH-986.0-D027 | 0
844 | PMA1403A-LV-P01 | PMA1403A | 3C x 10-2XWY FRLSH-0.6-1kV-CLM-LOT1 | 1000 | 3C x 10 | 2XWY FRLSH | 0.6-1kV | CLM | Area-07 | LOT1 | 3C x 10 CU | 219 | 013 | E1121 -LOT1-0.6-1kV-3C x 10-2XWY FRLSH-951.0-D013 | 0
846 | PMB1403A-LV-P01 | PMB1403A | 3C x 10-2XWY FRLSH-0.6-1kV-CLM-LOT1 | 1000 | 3C x 10 | 2XWY FRLSH | 0.6-1kV | CLM | Area-13 | LOT1 | 3C x 10 CU | 291 | 007 | E1121 -LOT1-0.6-1kV-3C x 10-2XWY FRLSH-879.0-D007 | 0
852 | PM1711B-LV-P01 | PM1711B | 3C x 10-2XWY FRLSH-0.6-1kV-CLM-LOT1 | 1000 | 3C x 10 | 2XWY FRLSH | 0.6-1kV | CLM | Area-14 | LOT1 | 3C x 10 CU | 254 | 021 | E1121 -LOT1-0.6-1kV-3C x 10-2XWY FRLSH-853.0-D021 | 0
854 | PMA1821A-LV-P01 | PMA1821A | 3C x 10-2XWY FRLSH-0.6-1kV-CLM-LOT1 | 1000 | 3C x 10 | 2XWY FRLSH | 0.6-1kV | CLM | Area-08 | LOT1 | 3C x 10 CU | 188 | 012 | E1121 -LOT1-0.6-1kV-3C x 10-2XWY FRLSH-929.0-D012 | 0
856 | PMB1821B-LV-P01 | PMB1821B | 3C x 10-2XWY FRLSH-0.6-1kV-CLM-LOT1 | 1000 | 3C x 10 | 2XWY FRLSH | 0.6-1kV | CLM | Area-14 | LOT1 | 3C x 10 CU | 255 | 006 | E1121 -LOT1-0.6-1kV-3C x 10-2XWY FRLSH-856.0-D006 | 0
889 | PMA2301A-LV-P01 | PMA2301A | 3C x 10-2XWY FRLSH-0.6-1kV-CLM-LOT1 | 1000 | 3C x 10 | 2XWY FRLSH | 0.6-1kV | CLM | Area-11 | LOT1 | 3C x 10 CU | 379 | 010 | E1121 -LOT1-0.6-1kV-3C x 10-2XWY FRLSH-916.0-D010 | 0
891 | PMB2301A-LV-P01 | PMB2301A | 3C x 10-2XWY FRLSH-0.6-1kV-CLM-LOT1 | 1000 | 3C x 10 | 2XWY FRLSH | 0.6-1kV | CLM | Area-11 | LOT1 | 3C x 10 CU | 410 | 002 | E1121 -LOT1-0.6-1kV-3C x 10-2XWY FRLSH-992.0-D002 | 0
893 | PJBPM2401A-LV-P01 | PJBPM2401A | 3C x 10-2XWY FRLSH-0.6-1kV-CLM-LOT1 | 1000 | 3C x 10 | 2XWY FRLSH | 0.6-1kV | CLM | Area-05 | LOT1 | 3C x 10 CU | 328 | 025 | E1121 -LOT1-0.6-1kV-3C x 10-2XWY FRLSH-927.0-D025 | 0
896 | PM2402B-LV-P01 | PM2402B | 3C x 10-2XWY FRLSH-0.6-1kV-CLM-LOT1 | 1000 | 3C x 10 | 2XWY FRLSH | 0.6-1kV | CLM | Area-05 | LOT1 | 3C x 10 CU | 324 | 020 | E1121 -LOT1-0.6-1kV-3C x 10-2XWY FRLSH-951.0-D020 | 0
898 | PM2403A-LV-P01 | PM2403A | 3C x 10-2XWY FRLSH-0.6-1kV-CLM-LOT1 | 1000 | 3C x 10 | 2XWY FRLSH | 0.6-1kV | CLM | Area-05 | LOT1 | 3C x 10 CU | 320 | 020 | E1121 -LOT1-0.6-1kV-3C x 10-2XWY FRLSH-951.0-D020 | 0
910 | PM3006A-LV-P01 | PM3006A | 3C x 10-2XWY FRLSH-0.6-1kV-CLM-LOT1 | 1000 | 3C x 10 | 2XWY FRLSH | 0.6-1kV | CLM | Area-17 | LOT1 | 3C x 10 CU | 381 | 017 | E1121 -LOT1-0.6-1kV-3C x 10-2XWY FRLSH-956.0-D017 | 0
914 | PM3018A-LV-P01 | PM3018A | 3C x 10-2XWY FRLSH-0.6-1kV-CLM-LOT1 | 1000 | 3C x 10 | 2XWY FRLSH | 0.6-1kV | CLM | Area-17 | LOT1 | 3C x 10 CU | 368 | 016 | E1121 -LOT1-0.6-1kV-3C x 10-2XWY FRLSH-993.0-D016 | 0
950 | PMA1403B-LV-P01 | PMA1403B | 3C x 10-2XWY FRLSH-0.6-1kV-CLM-LOT1 | 1000 | 3C x 10 | 2XWY FRLSH | 0.6-1kV | CLM | Area-07 | LOT1 | 3C x 10 CU | 202 | 012 | E1121 -LOT1-0.6-1kV-3C x 10-2XWY FRLSH-929.0-D012 | 0
952 | PMB1403B-LV-P01 | PMB1403B | 3C x 10-2XWY FRLSH-0.6-1kV-CLM-LOT1 | 1000 | 3C x 10 | 2XWY FRLSH | 0.6-1kV | CLM | Area-13 | LOT1 | 3C x 10 CU | 274 | 007 | E1121 -LOT1-0.6-1kV-3C x 10-2XWY FRLSH-879.0-D007 | 0
958 | PJBPM1711A-LV-P01 | PJBPM1711A | 3C x 10-2XWY FRLSH-0.6-1kV-CLM-LOT1 | 1000 | 3C x 10 | 2XWY FRLSH | 0.6-1kV | CLM | Area-14 | LOT1 | 3C x 10 CU | 273 | 026 | E1121 -LOT1-0.6-1kV-3C x 10-2XWY FRLSH-761.0-D026 | 0
961 | PMA1821B-LV-P01 | PMA1821B | 3C x 10-2XWY FRLSH-0.6-1kV-CLM-LOT1 | 1000 | 3C x 10 | 2XWY FRLSH | 0.6-1kV | CLM | Area-08 | LOT1 | 3C x 10 CU | 207 | 011 | E1121 -LOT1-0.6-1kV-3C x 10-2XWY FRLSH-931.0-D011 | 0
963 | PMB1821A-LV-P01 | PMB1821A | 3C x 10-2XWY FRLSH-0.6-1kV-CLM-LOT1 | 1000 | 3C x 10 | 2XWY FRLSH | 0.6-1kV | CLM | Area-14 | LOT1 | 3C x 10 CU | 274 | 006 | E1121 -LOT1-0.6-1kV-3C x 10-2XWY FRLSH-856.0-D006 | 0
997 | PMA2301B-LV-P01 | PMA2301B | 3C x 10-2XWY FRLSH-0.6-1kV-CLM-LOT1 | 1000 | 3C x 10 | 2XWY FRLSH | 0.6-1kV | CLM | Area-11 | LOT1 | 3C x 10 CU | 361 | 010 | E1121 -LOT1-0.6-1kV-3C x 10-2XWY FRLSH-916.0-D010 | 0
999 | PMB2301B-LV-P01 | PMB2301B | 3C x 10-2XWY FRLSH-0.6-1kV-CLM-LOT1 | 1000 | 3C x 10 | 2XWY FRLSH | 0.6-1kV | CLM | Area-11 | LOT1 | 3C x 10 CU | 392 | 002 | E1121 -LOT1-0.6-1kV-3C x 10-2XWY FRLSH-992.0-D002 | 0
1001 | PJBPM2401B-LV-P01 | PJBPM2401B | 3C x 10-2XWY FRLSH-0.6-1kV-CLM-LOT1 | 1000 | 3C x 10 | 2XWY FRLSH | 0.6-1kV | CLM | Area-05 | LOT1 | 3C x 10 CU | 315 | 024 | E1121 -LOT1-0.6-1kV-3C x 10-2XWY FRLSH-986.0-D024 | 0
1004 | PJBPM2402A-LV-P01 | PJBPM2402A | 3C x 10-2XWY FRLSH-0.6-1kV-CLM-LOT1 | 1000 | 3C x 10 | 2XWY FRLSH | 0.6-1kV | CLM | Area-05 | LOT1 | 3C x 10 CU | 311 | 024 | E1121 -LOT1-0.6-1kV-3C x 10-2XWY FRLSH-986.0-D024 | 0
1007 | PM2403B-LV-P01 | PM2403B | 3C x 10-2XWY FRLSH-0.6-1kV-CLM-LOT1 | 1000 | 3C x 10 | 2XWY FRLSH | 0.6-1kV | CLM | Area-05 | LOT1 | 3C x 10 CU | 307 | 020 | E1121 -LOT1-0.6-1kV-3C x 10-2XWY FRLSH-951.0-D020 | 0
1019 | PM3006B-LV-P01 | PM3006B | 3C x 10-2XWY FRLSH-0.6-1kV-CLM-LOT1 | 1000 | 3C x 10 | 2XWY FRLSH | 0.6-1kV | CLM | Area-17 | LOT1 | 3C x 10 CU | 363 | 016 | E1121 -LOT1-0.6-1kV-3C x 10-2XWY FRLSH-993.0-D016 | 0
1023 | PM3018B-LV-P01 | PM3018B | 3C x 10-2XWY FRLSH-0.6-1kV-CLM-LOT1 | 1000 | 3C x 10 | 2XWY FRLSH | 0.6-1kV | CLM | Area-17 | LOT1 | 3C x 10 CU | 350 | 015 | E1121 -LOT1-0.6-1kV-3C x 10-2XWY FRLSH-988.0-D015 | 0
73 | PM0001A-LV-C01 | PM0001A | 10C x 2.5-2XFY FRLSH-0.6-1kV-CLM-LOT1 | 1000 | 10C x 2.5 | 2XFY FRLSH | 0.6-1kV | CLM | Area-20 | LOT1 | 10C x 2.5 CU | 564 | 002 | E1121 -LOT1-0.6-1kV-10C x 2.5-2XFY FRLSH-958.0-D002 | 0
74 | PM0001A-LV-C02 | PM0001A | 10C x 2.5-2XFY FRLSH-0.6-1kV-CLM-LOT1 | 1000 | 10C x 2.5 | 2XFY FRLSH | 0.6-1kV | CLM | Area-20 | LOT1 | 10C x 2.5 CU | 564 | 001 | E1121 -LOT1-0.6-1kV-10C x 2.5-2XFY FRLSH-958.0-D001 | 0
85 | LCP-KM5001A-LV-C02 | LCP-KM5001A | 10C x 2.5-2XFY FRLSH-0.6-1kV-CLM-LOT1 | 1000 | 10C x 2.5 | 2XFY FRLSH | 0.6-1kV | CLM | Area-17 | LOT1 | 10C x 2.5 CU | 394 | 004 | E1121 -LOT1-0.6-1kV-10C x 2.5-2XFY FRLSH-941.0-D004 | 0
86 | LCP-KM5001A-LV-C03 | LCP-KM5001A | 10C x 2.5-2XFY FRLSH-0.6-1kV-CLM-LOT1 | 1000 | 10C x 2.5 | 2XFY FRLSH | 0.6-1kV | CLM | Area-17 | LOT1 | 10C x 2.5 CU | 394 | 003 | E1121 -LOT1-0.6-1kV-10C x 2.5-2XFY FRLSH-941.0-D003 | 0
127 | LCP-PM0001B-LV-C01 | LCP-PM0001B | 10C x 2.5-2XFY FRLSH-0.6-1kV-CLM-LOT1 | 1000 | 10C x 2.5 | 2XFY FRLSH | 0.6-1kV | CLM | Area-20 | LOT1 | 10C x 2.5 CU | 570 | 008 | E1121 -LOT1-0.6-1kV-10C x 2.5-2XFY FRLSH-570.0-D008 | 0
128 | LCP-PM0001B-LV-C02 | LCP-PM0001B | 10C x 2.5-2XFY FRLSH-0.6-1kV-CLM-LOT1 | 1000 | 10C x 2.5 | 2XFY FRLSH | 0.6-1kV | CLM | Area-20 | LOT1 | 10C x 2.5 CU | 570 | 007 | E1121 -LOT1-0.6-1kV-10C x 2.5-2XFY FRLSH-570.0-D007 | 0
155 | LCP-KM5001B-LV-C02 | LCP-KM5001B | 10C x 2.5-2XFY FRLSH-0.6-1kV-CLM-LOT1 | 1000 | 10C x 2.5 | 2XFY FRLSH | 0.6-1kV | CLM | Area-17 | LOT1 | 10C x 2.5 CU | 394 | 002 | E1121 -LOT1-0.6-1kV-10C x 2.5-2XFY FRLSH-958.0-D002 | 0
156 | LCP-KM5001B-LV-C03 | LCP-KM5001B | 10C x 2.5-2XFY FRLSH-0.6-1kV-CLM-LOT1 | 1000 | 10C x 2.5 | 2XFY FRLSH | 0.6-1kV | CLM | Area-17 | LOT1 | 10C x 2.5 CU | 394 | 001 | E1121 -LOT1-0.6-1kV-10C x 2.5-2XFY FRLSH-958.0-D001 | 0
878 | LCP-PM0003B-LV-C01 | LCP-PM0003B | 10C x 2.5-2XFY FRLSH-0.6-1kV-CLM-LOT1 | 1000 | 10C x 2.5 | 2XFY FRLSH | 0.6-1kV | CLM | Area-20 | LOT1 | 10C x 2.5 CU | 547 | 004 | E1121 -LOT1-0.6-1kV-10C x 2.5-2XFY FRLSH-941.0-D004 | 0
879 | LCP-PM0003B-LV-C02 | LCP-PM0003B | 10C x 2.5-2XFY FRLSH-0.6-1kV-CLM-LOT1 | 1000 | 10C x 2.5 | 2XFY FRLSH | 0.6-1kV | CLM | Area-20 | LOT1 | 10C x 2.5 CU | 547 | 003 | E1121 -LOT1-0.6-1kV-10C x 2.5-2XFY FRLSH-941.0-D003 | 0
985 | LCP-PM0003A-LV-C01 | LCP-PM0003A | 10C x 2.5-2XFY FRLSH-0.6-1kV-CLM-LOT1 | 1000 | 10C x 2.5 | 2XFY FRLSH | 0.6-1kV | CLM | Area-20 | LOT1 | 10C x 2.5 CU | 526 | 006 | E1121 -LOT1-0.6-1kV-10C x 2.5-2XFY FRLSH-526.0-D006 | 0
986 | LCP-PM0003A-LV-C02 | LCP-PM0003A | 10C x 2.5-2XFY FRLSH-0.6-1kV-CLM-LOT1 | 1000 | 10C x 2.5 | 2XFY FRLSH | 0.6-1kV | CLM | Area-20 | LOT1 | 10C x 2.5 CU | 526 | 005 | E1121 -LOT1-0.6-1kV-10C x 2.5-2XFY FRLSH-526.0-D005 | 0

## Drum Schedule
Serial Drum Number | Type | Cables | Drum Length | Cable and lengths | Drum Number
001 | 5C x 2.5-2XWY FRLSH-0.6-1kV-CLM-LOT1 | ['UCP-UNB1501B-LV-C01', 'UCP-UNB1501A-LV-C01', 'UCP-UNA1501B-LV-C01', 'UCP-UNA1501A-LV-C01', 'UCP-PMB501BB-LV-C03', 'UCP-PMB501BA-LV-C03', 'UCP-PMB501AB-LV-C03', 'UCP-PMB501AA-LV-C03', 'UCP-PMA501BB-LV-C03', 'LVPCC002BUSB-LV-C05'] | 995 | [1, ['UCP-UNB1501B-LV-C01', 90.0], ['UCP-UNB1501A-LV-C01', 100.0], ['UCP-UNA1501B-LV-C01', 90.0], ['UCP-UNA1501A-LV-C01', 100.0], ['UCP-PMB501BB-LV-C03', 115.0], ['UCP-PMB501BA-LV-C03', 115.0], ['UCP-PMB501AB-LV-C03', 115.0], ['UCP-PMB501AA-LV-C03', 115.0], ['UCP-PMA501BB-LV-C03', 105.0], ['LVPCC002BUSB-LV-C05', 50.0]] | E1121 -LOT1-0.6-1kV-5C x 2.5-2XWY FRLSH-995.0-D001
002 | 5C x 2.5-2XWY FRLSH-0.6-1kV-CLM-LOT1 | ['UCP-PMA501AB-LV-C03', 'UCP-KM5002C-LV-C01', 'UCP-KM5002B-LV-C01', 'UCP-HHMB501B-LV-C02'] | 976 | [2, ['UCP-PMA501AB-LV-C03', 105.0], ['UCP-KM5002C-LV-C01', 383.0], ['UCP-KM5002B-LV-C01', 383.0], ['UCP-HHMB501B-LV-C02', 105.0]] | E1121 -LOT1-0.6-1kV-5C x 2.5-2XWY FRLSH-976.0-D002
003 | 5C x 2.5-2XWY FRLSH-0.6-1kV-CLM-LOT1 | ['UCP-KM5002A-LV-C01', 'UCP-HHMB501A-LV-C02', 'UCP-HHMA501B-LV-C03', 'UCP-HHMA501A-LV-C03', 'UCP-FMB501BB-LV-C02', 'UCP-FMB501BA-LV-C02', 'LVPCC002BUSB-LV-C04'] | 988 | [3, ['UCP-KM5002A-LV-C01', 383.0], ['UCP-HHMB501A-LV-C02', 115.0], ['UCP-HHMA501B-LV-C03', 105.0], ['UCP-HHMA501A-LV-C03', 115.0], ['UCP-FMB501BB-LV-C02', 115.0], ['UCP-FMB501BA-LV-C02', 105.0], ['LVPCC002BUSB-LV-C04', 50.0]] | E1121 -LOT1-0.6-1kV-5C x 2.5-2XWY FRLSH-988.0-D003
004 | 5C x 2.5-2XWY FRLSH-0.6-1kV-CLM-LOT1 | ['UCP-H5001A1-LV-C02', 'UCP-FMB501AB-LV-C02', 'UCP-FMB501AA-LV-C02', 'UCP-FMA501BB-LV-C02', 'UCP-FMA501BA-LV-C02', 'UCP-FMA501AB-LV-C02', 'TR03B-LV-C02'] | 988 | [4, ['UCP-H5001A1-LV-C02', 358.0], ['UCP-FMB501AB-LV-C02', 115.0], ['UCP-FMB501AA-LV-C02', 105.0], ['UCP-FMA501BB-LV-C02', 105.0], ['UCP-FMA501BA-LV-C02', 115.0], ['UCP-FMA501AB-LV-C02', 105.0], ['TR03B-LV-C02', 85.0]] | E1121 -LOT1-0.6-1kV-5C x 2.5-2XWY FRLSH-988.0-D004
005 | 5C x 2.5-2XWY FRLSH-0.6-1kV-CLM-LOT1 | ['UCP-FMA501AA-LV-C02', 'TR03A-LV-C02', 'TR02B-LV-C02', 'TR02A-LV-C02', 'LVPCC002BUSA-LV-C05', 'LVPCC002BUSA-LV-C05', 'LVPCC002BUSA-LV-C04', 'LVPCC001BUSB-LV-C05', 'LVPCC001BUSB-LV-C04', 'LVPCC001BUSA-LV-C04', 'LVAPFC003B-LV-C03', 'LVAPFC003A-LV-C02'] | 950 | [5, ['UCP-FMA501AA-LV-C02', 115.0], ['TR03A-LV-C02', 85.0], ['TR02B-LV-C02', 85.0], ['TR02A-LV-C02', 85.0], ['LVPCC002BUSA-LV-C05', 65.0], ['LVPCC002BUSA-LV-C05', 50.0], ['LVPCC002BUSA-LV-C04', 50.0], ['LVPCC001BUSB-LV-C05', 65.0], ['LVPCC001BUSB-LV-C04', 65.0], ['LVPCC001BUSA-LV-C04', 65.0], ['LVAPFC003B-LV-C03', 110.0], ['LVAPFC003A-LV-C02', 110.0]] | E1121 -LOT1-0.6-1kV-5C x 2.5-2XWY FRLSH-950.0-D005
006 | 5C x 2.5-2XWY FRLSH-0.6-1kV-CLM-LOT1 | ['LVAPFC001B-LV-C02', 'LVAPFC001A-LV-C02', 'LCS-UNB1501B-LV-C03', 'LCS-UNB1501A-LV-C03', 'LCS-PMA501BA-LV-C03'] | 998 | [6, ['LVAPFC001B-LV-C02', 110.0], ['LVAPFC001A-LV-C02', 110.0], ['LCS-UNB1501B-LV-C03', 340.0], ['LCS-UNB1501A-LV-C03', 323.0], ['LCS-PMA501BA-LV-C03', 115.0]] | E1121 -LOT1-0.6-1kV-5C x 2.5-2XWY FRLSH-998.0-D006
007 | 5C x 2.5-2XWY FRLSH-0.6-1kV-CLM-LOT1 | ['LCS-UNA1501B-LV-C03', 'LCS-UNA1501A-LV-C03', 'LCS-PMB35022-LV-C01', 'LCS-PMA501AA-LV-C03', 'HVSWDB002BUSB-LV-C04'] | 970 | [7, ['LCS-UNA1501B-LV-C03', 268.0], ['LCS-UNA1501A-LV-C03', 255.0], ['LCS-PMB35022-LV-C01', 267.0], ['LCS-PMA501AA-LV-C03', 115.0], ['HVSWDB002BUSB-LV-C04', 65.0]] | E1121 -LOT1-0.6-1kV-5C x 2.5-2XWY FRLSH-970.0-D007
008 | 5C x 2.5-2XWY FRLSH-0.6-1kV-CLM-LOT1 | ['LCS-PMB35021-LV-C01', 'LCS-PMB2603B-LV-C01', 'LCS-PMB1851B-LV-C01', 'HVSWDB002BUSB-LV-C03'] | 982 | [8, ['LCS-PMB35021-LV-C01', 267.0], ['LCS-PMB2603B-LV-C01', 376.0], ['LCS-PMB1851B-LV-C01', 274.0], ['HVSWDB002BUSB-LV-C03', 65.0]] | E1121 -LOT1-0.6-1kV-5C x 2.5-2XWY FRLSH-982.0-D008
009 | 5C x 2.5-2XWY FRLSH-0.6-1kV-CLM-LOT1 | ['LCS-PMB2603A-LV-C01', 'LCS-PMB2602B-LV-C01', 'LCS-PMB1843B-LV-C01'] | 994 | [9, ['LCS-PMB2603A-LV-C01', 376.0], ['LCS-PMB2602B-LV-C01', 383.0], ['LCS-PMB1843B-LV-C01', 235.0]] | E1121 -LOT1-0.6-1kV-5C x 2.5-2XWY FRLSH-994.0-D009
010 | 5C x 2.5-2XWY FRLSH-0.6-1kV-CLM-LOT1 | ['LCS-PMB2602A-LV-C01', 'LCS-PMB2601B-LV-C01', 'LCS-PMB1844-LV-C01'] | 983 | [10, ['LCS-PMB2602A-LV-C01', 366.0], ['LCS-PMB2601B-LV-C01', 371.0], ['LCS-PMB1844-LV-C01', 246.0]] | E1121 -LOT1-0.6-1kV-5C x 2.5-2XWY FRLSH-983.0-D010
011 | 5C x 2.5-2XWY FRLSH-0.6-1kV-CLM-LOT1 | ['LCS-PMB2601A-LV-C01', 'LCS-PMB2301B-LV-C01', 'LCS-PMB1841A-LV-C01'] | 999 | [11, ['LCS-PMB2601A-LV-C01', 371.0], ['LCS-PMB2301B-LV-C01', 392.0], ['LCS-PMB1841A-LV-C01', 236.0]] | E1121 -LOT1-0.6-1kV-5C x 2.5-2XWY FRLSH-999.0-D011
012 | 5C x 2.5-2XWY FRLSH-0.6-1kV-CLM-LOT1 | ['LCS-PMB2301A-LV-C01', 'LCS-PMB1851A-LV-C01', 'LCS-PMB1843A-LV-C01'] | 937 | [12, ['LCS-PMB2301A-LV-C01', 410.0], ['LCS-PMB1851A-LV-C01', 274.0], ['LCS-PMB1843A-LV-C01', 253.0]] | E1121 -LOT1-0.6-1kV-5C x 2.5-2XWY FRLSH-937.0-D012
013 | 5C x 2.5-2XWY FRLSH-0.6-1kV-CLM-LOT1 | ['LCS-PMB1842B-LV-C01', 'LCS-PMB1842A-LV-C01', 'LCS-PMB1841B-LV-C01', 'LCS-PMB1831B-LV-C01'] | 991 | [13, ['LCS-PMB1842B-LV-C01', 248.0], ['LCS-PMB1842A-LV-C01', 248.0], ['LCS-PMB1841B-LV-C01', 254.0], ['LCS-PMB1831B-LV-C01', 241.0]] | E1121 -LOT1-0.6-1kV-5C x 2.5-2XWY FRLSH-991.0-D013
014 | 5C x 2.5-2XWY FRLSH-0.6-1kV-CLM-LOT1 | ['LCS-PMB1833B-LV-C01', 'LCS-PMB1833A-LV-C01', 'LCS-PMB1832B-LV-C01', 'LCS-PMA35022-LV-C01'] | 999 | [14, ['LCS-PMB1833B-LV-C01', 254.0], ['LCS-PMB1833A-LV-C01', 254.0], ['LCS-PMB1832B-LV-C01', 258.0], ['LCS-PMA35022-LV-C01', 233.0]] | E1121 -LOT1-0.6-1kV-5C x 2.5-2XWY FRLSH-999.0-D014
015 | 5C x 2.5-2XWY FRLSH-0.6-1kV-CLM-LOT1 | ['LCS-PMB1832A-LV-C01', 'LCS-PMB1831A-LV-C01', 'LCS-PMB1824B-LV-C01', 'LCS-PMA1851B-LV-C01'] | 971 | [15, ['LCS-PMB1832A-LV-C01', 258.0], ['LCS-PMB1831A-LV-C01', 259.0], ['LCS-PMB1824B-LV-C01', 264.0], ['LCS-PMA1851B-LV-C01', 190.0]] | E1121 -LOT1-0.6-1kV-5C x 2.5-2XWY FRLSH-971.0-D015
016 | 5C x 2.5-2XWY FRLSH-0.6-1kV-CLM-LOT1 | ['LCS-PMB1824A-LV-C01', 'LCS-PMB1823B-LV-C01', 'LCS-PMB1823A-LV-C01', 'LCS-PMA1851A-LV-C01'] | 970 | [16, ['LCS-PMB1824A-LV-C01', 264.0], ['LCS-PMB1823B-LV-C01', 249.0], ['LCS-PMB1823A-LV-C01', 267.0], ['LCS-PMA1851A-LV-C01', 190.0]] | E1121 -LOT1-0.6-1kV-5C x 2.5-2XWY FRLSH-970.0-D016
017 | 5C x 2.5-2XWY FRLSH-0.6-1kV-CLM-LOT1 | ['LCS-PMB1822B-LV-C01', 'LCS-PMB1822A-LV-C01', 'LCS-PMB1821B-LV-C01', 'LCS-PMA1844-LV-C01'] | 956 | [17, ['LCS-PMB1822B-LV-C01', 269.0], ['LCS-PMB1822A-LV-C01', 269.0], ['LCS-PMB1821B-LV-C01', 255.0], ['LCS-PMA1844-LV-C01', 163.0]] | E1121 -LOT1-0.6-1kV-5C x 2.5-2XWY FRLSH-956.0-D017
018 | 5C x 2.5-2XWY FRLSH-0.6-1kV-CLM-LOT1 | ['LCS-PMB1821A-LV-C01', 'LCS-PMB1801B-LV-C01', 'LCS-PMB1801A-LV-C01', 'LCS-PMA35021-LV-C01'] | 999 | [18, ['LCS-PMB1821A-LV-C01', 274.0], ['LCS-PMB1801B-LV-C01', 246.0], ['LCS-PMB1801A-LV-C01', 246.0], ['LCS-PMA35021-LV-C01', 233.0]] | E1121 -LOT1-0.6-1kV-5C x 2.5-2XWY FRLSH-999.0-D018
019 | 5C x 2.5-2XWY FRLSH-0.6-1kV-CLM-LOT1 | ['LCS-PMB1502B-LV-C02', 'LCS-PMB1502A-LV-C02', 'LCS-PMB1501B-LV-C01', 'HVSWDB002BUSB-LV-C02'] | 982 | [19, ['LCS-PMB1502B-LV-C02', 277.0], ['LCS-PMB1502A-LV-C02', 313.0], ['LCS-PMB1501B-LV-C01', 327.0], ['HVSWDB002BUSB-LV-C02', 65.0]] | E1121 -LOT1-0.6-1kV-5C x 2.5-2XWY FRLSH-982.0-D019
020 | 5C x 2.5-2XWY FRLSH-0.6-1kV-CLM-LOT1 | ['LCS-PMB1501A-LV-C01', 'LCS-PMB1403B-LV-C01', 'LCS-PMB1403A-LV-C01', 'HVSWDB002BUSA-LV-C04'] | 944 | [20, ['LCS-PMB1501A-LV-C01', 314.0], ['LCS-PMB1403B-LV-C01', 274.0], ['LCS-PMB1403A-LV-C01', 291.0], ['HVSWDB002BUSA-LV-C04', 65.0]] | E1121 -LOT1-0.6-1kV-5C x 2.5-2XWY FRLSH-944.0-D020
021 | 5C x 2.5-2XWY FRLSH-0.6-1kV-CLM-LOT1 | ['LCS-PMB1401B-LV-C01', 'LCS-PMB1401A-LV-C01', 'LCS-PMB1305-LV-C01', 'LCS-PMA1843B-LV-C01'] | 972 | [21, ['LCS-PMB1401B-LV-C01', 279.0], ['LCS-PMB1401A-LV-C01', 262.0], ['LCS-PMB1305-LV-C01', 244.0], ['LCS-PMA1843B-LV-C01', 187.0]] | E1121 -LOT1-0.6-1kV-5C x 2.5-2XWY FRLSH-972.0-D021
022 | 5C x 2.5-2XWY FRLSH-0.6-1kV-CLM-LOT1 | ['LCS-PMB1302B-LV-C01', 'LCS-PMB1302A-LV-C01', 'LCS-PMB1301B-LV-C01', 'LCS-PMA1843A-LV-C01'] | 958 | [22, ['LCS-PMB1302B-LV-C01', 267.0], ['LCS-PMB1302A-LV-C01', 267.0], ['LCS-PMB1301B-LV-C01', 255.0], ['LCS-PMA1843A-LV-C01', 169.0]] | E1121 -LOT1-0.6-1kV-5C x 2.5-2XWY FRLSH-958.0-D022
023 | 5C x 2.5-2XWY FRLSH-0.6-1kV-CLM-LOT1 | ['LCS-PMB1301A-LV-C01', 'LCS-PMA2603B-LV-C01', 'LCS-PMA2603A-LV-C01'] | 975 | [23, ['LCS-PMB1301A-LV-C01', 255.0], ['LCS-PMA2603B-LV-C01', 360.0], ['LCS-PMA2603A-LV-C01', 360.0]] | E1121 -LOT1-0.6-1kV-5C x 2.5-2XWY FRLSH-975.0-D023
024 | 5C x 2.5-2XWY FRLSH-0.6-1kV-CLM-LOT1 | ['LCS-PMA2602B-LV-C01', 'LCS-PMA2602A-LV-C01', 'LCS-PMA1842B-LV-C01'] | 942 | [24, ['LCS-PMA2602B-LV-C01', 378.0], ['LCS-PMA2602A-LV-C01', 395.0], ['LCS-PMA1842B-LV-C01', 169.0]] | E1121 -LOT1-0.6-1kV-5C x 2.5-2XWY FRLSH-942.0-D024
025 | 5C x 2.5-2XWY FRLSH-0.6-1kV-CLM-LOT1 | ['LCS-PMA2601B-LV-C01', 'LCS-PMA2601A-LV-C01', 'LCS-PMA1842A-LV-C01', 'HVSWDB002BUSA-LV-C03'] | 950 | [25, ['LCS-PMA2601B-LV-C01', 358.0], ['LCS-PMA2601A-LV-C01', 358.0], ['LCS-PMA1842A-LV-C01', 169.0], ['HVSWDB002BUSA-LV-C03', 65.0]] | E1121 -LOT1-0.6-1kV-5C x 2.5-2XWY FRLSH-950.0-D025
026 | 5C x 2.5-2XWY FRLSH-0.6-1kV-CLM-LOT1 | ['LCS-PMA2301B-LV-C01', 'LCS-PMA2301A-LV-C01', 'LCS-PMA1841B-LV-C01', 'HVSWDB002BUSA-LV-C02'] | 999 | [26, ['LCS-PMA2301B-LV-C01', 361.0], ['LCS-PMA2301A-LV-C01', 379.0], ['LCS-PMA1841B-LV-C01', 194.0], ['HVSWDB002BUSA-LV-C02', 65.0]] | E1121 -LOT1-0.6-1kV-5C x 2.5-2XWY FRLSH-999.0-D026
027 | 5C x 2.5-2XWY FRLSH-0.6-1kV-CLM-LOT1 | ['LCS-PMA1841A-LV-C01', 'LCS-PMA1833B-LV-C01', 'LCS-PMA1833A-LV-C01', 'LCS-PMA1832B-LV-C01', 'LCS-PMA1832A-LV-C01', 'HVSWDB002B-LV-C01'] | 950 | [27, ['LCS-PMA1841A-LV-C01', 175.0], ['LCS-PMA1833B-LV-C01', 169.0], ['LCS-PMA1833A-LV-C01', 169.0], ['LCS-PMA1832B-LV-C01', 176.0], ['LCS-PMA1832A-LV-C01', 176.0], ['HVSWDB002B-LV-C01', 85.0]] | E1121 -LOT1-0.6-1kV-5C x 2.5-2XWY FRLSH-950.0-D027
028 | 5C x 2.5-2XWY FRLSH-0.6-1kV-CLM-LOT1 | ['LCS-PMA1831B-LV-C01', 'LCS-PMA1831A-LV-C01', 'LCS-PMA1824B-LV-C01', 'LCS-PMA1824A-LV-C01', 'LCS-PMA1823B-LV-C01'] | 921 | [28, ['LCS-PMA1831B-LV-C01', 195.0], ['LCS-PMA1831A-LV-C01', 176.0], ['LCS-PMA1824B-LV-C01', 181.0], ['LCS-PMA1824A-LV-C01', 181.0], ['LCS-PMA1823B-LV-C01', 188.0]] | E1121 -LOT1-0.6-1kV-5C x 2.5-2XWY FRLSH-921.0-D028
029 | 5C x 2.5-2XWY FRLSH-0.6-1kV-CLM-LOT1 | ['LCS-PMA1823A-LV-C01', 'LCS-PMA1822B-LV-C01', 'LCS-PMA1822A-LV-C01', 'LCS-PMA1821B-LV-C01', 'LCS-PMA1821A-LV-C01'] | 964 | [29, ['LCS-PMA1823A-LV-C01', 207.0], ['LCS-PMA1822B-LV-C01', 181.0], ['LCS-PMA1822A-LV-C01', 181.0], ['LCS-PMA1821B-LV-C01', 207.0], ['LCS-PMA1821A-LV-C01', 188.0]] | E1121 -LOT1-0.6-1kV-5C x 2.5-2XWY FRLSH-964.0-D029
030 | 5C x 2.5-2XWY FRLSH-0.6-1kV-CLM-LOT1 | ['LCS-PMA1801B-LV-C01', 'LCS-PMA1801A-LV-C01', 'LCS-PMA1502B-LV-C02', 'LCS-PMA1502A-LV-C02', 'LCS-PMA1403B-LV-C01'] | 982 | [30, ['LCS-PMA1801B-LV-C01', 163.0], ['LCS-PMA1801A-LV-C01', 163.0], ['LCS-PMA1502B-LV-C02', 225.0], ['LCS-PMA1502A-LV-C02', 229.0], ['LCS-PMA1403B-LV-C01', 202.0]] | E1121 -LOT1-0.6-1kV-5C x 2.5-2XWY FRLSH-982.0-D030
031 | 5C x 2.5-2XWY FRLSH-0.6-1kV-CLM-LOT1 | ['LCS-PMA1501B-LV-C01', 'LCS-PMA1501A-LV-C01', 'LCS-PMA1403A-LV-C01', 'LCS-PMA1401B-LV-C01'] | 947 | [31, ['LCS-PMA1501B-LV-C01', 276.0], ['LCS-PMA1501A-LV-C01', 263.0], ['LCS-PMA1403A-LV-C01', 219.0], ['LCS-PMA1401B-LV-C01', 189.0]] | E1121 -LOT1-0.6-1kV-5C x 2.5-2XWY FRLSH-947.0-D031
032 | 5C x 2.5-2XWY FRLSH-0.6-1kV-CLM-LOT1 | ['LCS-PMA1401A-LV-C01', 'LCS-PMA1305-LV-C01', 'LCS-PMA1302B-LV-C01', 'LCS-PMA1302A-LV-C01', 'HVSWDB002A-LV-C01'] | 919 | [32, ['LCS-PMA1401A-LV-C01', 207.0], ['LCS-PMA1305-LV-C01', 195.0], ['LCS-PMA1302B-LV-C01', 216.0], ['LCS-PMA1302A-LV-C01', 216.0], ['HVSWDB002A-LV-C01', 85.0]] | E1121 -LOT1-0.6-1kV-5C x 2.5-2XWY FRLSH-919.0-D032
033 | 5C x 2.5-2XWY FRLSH-0.6-1kV-CLM-LOT1 | ['LCS-PMA1301B-LV-C01', 'LCS-PMA1301A-LV-C01', 'LCS-PM5058-LV-C01'] | 855 | [33, ['LCS-PMA1301B-LV-C01', 300.0], ['LCS-PMA1301A-LV-C01', 205.0], ['LCS-PM5058-LV-C01', 350.0]] | E1121 -LOT1-0.6-1kV-5C x 2.5-2XWY FRLSH-855.0-D033
034 | 5C x 2.5-2XWY FRLSH-0.6-1kV-CLM-LOT1 | ['LCS-PM5054-LV-C01', 'LCS-PM35042-LV-C01', 'LCS-PM2406B-LV-C01'] | 975 | [34, ['LCS-PM5054-LV-C01', 350.0], ['LCS-PM35042-LV-C01', 335.0], ['LCS-PM2406B-LV-C01', 290.0]] | E1121 -LOT1-0.6-1kV-5C x 2.5-2XWY FRLSH-975.0-D034
035 | 5C x 2.5-2XWY FRLSH-0.6-1kV-CLM-LOT1 | ['LCS-PM35041-LV-C01', 'LCS-PM35032-LV-C01', 'LCS-PM35031-LV-C01'] | 967 | [35, ['LCS-PM35041-LV-C01', 335.0], ['LCS-PM35032-LV-C01', 316.0], ['LCS-PM35031-LV-C01', 316.0]] | E1121 -LOT1-0.6-1kV-5C x 2.5-2XWY FRLSH-967.0-D035
036 | 5C x 2.5-2XWY FRLSH-0.6-1kV-CLM-LOT1 | ['LCS-PM3018B-LV-C01', 'LCS-PM3018A-LV-C01', 'LCS-PM2405B-LV-C01'] | 980 | [36, ['LCS-PM3018B-LV-C01', 350.0], ['LCS-PM3018A-LV-C01', 368.0], ['LCS-PM2405B-LV-C01', 262.0]] | E1121 -LOT1-0.6-1kV-5C x 2.5-2XWY FRLSH-980.0-D036
037 | 5C x 2.5-2XWY FRLSH-0.6-1kV-CLM-LOT1 | ['LCS-PM3013-LV-C01', 'LCS-PM3010B-LV-C01', 'LCS-PM3010A-LV-C01'] | 972 | [37, ['LCS-PM3013-LV-C01', 316.0], ['LCS-PM3010B-LV-C01', 328.0], ['LCS-PM3010A-LV-C01', 328.0]] | E1121 -LOT1-0.6-1kV-5C x 2.5-2XWY FRLSH-972.0-D037
038 | 5C x 2.5-2XWY FRLSH-0.6-1kV-CLM-LOT1 | ['LCS-PM3009B-LV-C01', 'LCS-PM3009A-LV-C01', 'LCS-PM3008B-LV-C01'] | 985 | [38, ['LCS-PM3009B-LV-C01', 328.0], ['LCS-PM3009A-LV-C01', 328.0], ['LCS-PM3008B-LV-C01', 329.0]] | E1121 -LOT1-0.6-1kV-5C x 2.5-2XWY FRLSH-985.0-D038
039 | 5C x 2.5-2XWY FRLSH-0.6-1kV-CLM-LOT1 | ['LCS-PM3008A-LV-C01', 'LCS-PM3007B-LV-C01', 'LCS-PM3007A-LV-C01'] | 997 | [39, ['LCS-PM3008A-LV-C01', 329.0], ['LCS-PM3007B-LV-C01', 343.0], ['LCS-PM3007A-LV-C01', 325.0]] | E1121 -LOT1-0.6-1kV-5C x 2.5-2XWY FRLSH-997.0-D039
040 | 5C x 2.5-2XWY FRLSH-0.6-1kV-CLM-LOT1 | ['LCS-PM3006B-LV-C01', 'LCS-PM3006A-LV-C01', 'LCS-PM1711B-LV-C01'] | 998 | [40, ['LCS-PM3006B-LV-C01', 363.0], ['LCS-PM3006A-LV-C01', 381.0], ['LCS-PM1711B-LV-C01', 254.0]] | E1121 -LOT1-0.6-1kV-5C x 2.5-2XWY FRLSH-998.0-D040
041 | 5C x 2.5-2XWY FRLSH-0.6-1kV-CLM-LOT1 | ['LCS-PM3005B-LV-C01', 'LCS-PM3005A-LV-C01', 'LCS-PM1211B-LV-C01'] | 953 | [41, ['LCS-PM3005B-LV-C01', 374.0], ['LCS-PM3005A-LV-C01', 374.0], ['LCS-PM1211B-LV-C01', 205.0]] | E1121 -LOT1-0.6-1kV-5C x 2.5-2XWY FRLSH-953.0-D041
042 | 5C x 2.5-2XWY FRLSH-0.6-1kV-CLM-LOT1 | ['LCS-PM30042-LV-C01', 'LCS-PM30041-LV-C01'] | 824 | [42, ['LCS-PM30042-LV-C01', 416.0], ['LCS-PM30041-LV-C01', 408.0]] | E1121 -LOT1-0.6-1kV-5C x 2.5-2XWY FRLSH-824.0-D042
043 | 5C x 2.5-2XWY FRLSH-0.6-1kV-CLM-LOT1 | ['LCS-PM30032-LV-C01', 'LCS-PM30031-LV-C01', 'LCS-PM1211A-LV-C01'] | 990 | [43, ['LCS-PM30032-LV-C01', 399.0], ['LCS-PM30031-LV-C01', 386.0], ['LCS-PM1211A-LV-C01', 205.0]] | E1121 -LOT1-0.6-1kV-5C x 2.5-2XWY FRLSH-990.0-D043
044 | 5C x 2.5-2XWY FRLSH-0.6-1kV-CLM-LOT1 | ['LCS-PM30023-LV-C01', 'LCS-PM30022-LV-C01', 'LCS-PM2405A-LV-C01'] | 982 | [44, ['LCS-PM30023-LV-C01', 367.0], ['LCS-PM30022-LV-C01', 353.0], ['LCS-PM2405A-LV-C01', 262.0]] | E1121 -LOT1-0.6-1kV-5C x 2.5-2XWY FRLSH-982.0-D044
045 | 5C x 2.5-2XWY FRLSH-0.6-1kV-CLM-LOT1 | ['LCS-PM30021-LV-C01', 'LCS-PM30012-LV-C01', 'LCS-PM2404B-LV-C01'] | 976 | [45, ['LCS-PM30021-LV-C01', 340.0], ['LCS-PM30012-LV-C01', 365.0], ['LCS-PM2404B-LV-C01', 271.0]] | E1121 -LOT1-0.6-1kV-5C x 2.5-2XWY FRLSH-976.0-D045
046 | 5C x 2.5-2XWY FRLSH-0.6-1kV-CLM-LOT1 | ['LCS-PM30011-LV-C01', 'LCS-PM2551B-LV-C01', 'LCS-PM1202B-LV-C01'] | 971 | [46, ['LCS-PM30011-LV-C01', 368.0], ['LCS-PM2551B-LV-C01', 390.0], ['LCS-PM1202B-LV-C01', 213.0]] | E1121 -LOT1-0.6-1kV-5C x 2.5-2XWY FRLSH-971.0-D046
047 | 5C x 2.5-2XWY FRLSH-0.6-1kV-CLM-LOT1 | ['LCS-PM2551A-LV-C01', 'LCS-PM2502B-LV-C01', 'LCS-PM2404A-LV-C01'] | 989 | [47, ['LCS-PM2551A-LV-C01', 373.0], ['LCS-PM2502B-LV-C01', 345.0], ['LCS-PM2404A-LV-C01', 271.0]] | E1121 -LOT1-0.6-1kV-5C x 2.5-2XWY FRLSH-989.0-D047
048 | 5C x 2.5-2XWY FRLSH-0.6-1kV-CLM-LOT1 | ['LCS-PM2502A-LV-C01', 'LCS-PM2451B-LV-C01', 'LCS-PM2406A-LV-C01'] | 998 | [48, ['LCS-PM2502A-LV-C01', 345.0], ['LCS-PM2451B-LV-C01', 345.0], ['LCS-PM2406A-LV-C01', 308.0]] | E1121 -LOT1-0.6-1kV-5C x 2.5-2XWY FRLSH-998.0-D048
049 | 5C x 2.5-2XWY FRLSH-0.6-1kV-CLM-LOT1 | ['LCS-PM2451A-LV-C01', 'LCS-PM2403B-LV-C01', 'LCS-PM2403A-LV-C01'] | 954 | [49, ['LCS-PM2451A-LV-C01', 327.0], ['LCS-PM2403B-LV-C01', 307.0], ['LCS-PM2403A-LV-C01', 320.0]] | E1121 -LOT1-0.6-1kV-5C x 2.5-2XWY FRLSH-954.0-D049
050 | 5C x 2.5-2XWY FRLSH-0.6-1kV-CLM-LOT1 | ['LCS-PM2402B-LV-C01', 'LCS-PM2402A-LV-C01', 'LCS-PM2401B-LV-C01'] | 950 | [50, ['LCS-PM2402B-LV-C01', 324.0], ['LCS-PM2402A-LV-C01', 311.0], ['LCS-PM2401B-LV-C01', 315.0]] | E1121 -LOT1-0.6-1kV-5C x 2.5-2XWY FRLSH-950.0-D050
051 | 5C x 2.5-2XWY FRLSH-0.6-1kV-CLM-LOT1 | ['LCS-PM2401A-LV-C01', 'LCS-PM2351B-LV-C01', 'LCS-PM1903B-LV-C01'] | 954 | [51, ['LCS-PM2401A-LV-C01', 328.0], ['LCS-PM2351B-LV-C01', 344.0], ['LCS-PM1903B-LV-C01', 282.0]] | E1121 -LOT1-0.6-1kV-5C x 2.5-2XWY FRLSH-954.0-D051
052 | 5C x 2.5-2XWY FRLSH-0.6-1kV-CLM-LOT1 | ['LCS-PM2351A-LV-C01', 'LCS-PM2252-LV-C01', 'LCS-PM1903A-LV-C01'] | 960 | [52, ['LCS-PM2351A-LV-C01', 344.0], ['LCS-PM2252-LV-C01', 352.0], ['LCS-PM1903A-LV-C01', 264.0]] | E1121 -LOT1-0.6-1kV-5C x 2.5-2XWY FRLSH-960.0-D052
053 | 5C x 2.5-2XWY FRLSH-0.6-1kV-CLM-LOT1 | ['LCS-PM2251B-LV-C01', 'LCS-PM2251A-LV-C01', 'LCS-PM1202A-LV-C01'] | 997 | [53, ['LCS-PM2251B-LV-C01', 383.0], ['LCS-PM2251A-LV-C01', 401.0], ['LCS-PM1202A-LV-C01', 213.0]] | E1121 -LOT1-0.6-1kV-5C x 2.5-2XWY FRLSH-997.0-D053
054 | 5C x 2.5-2XWY FRLSH-0.6-1kV-CLM-LOT1 | ['LCS-PM2103B-LV-C01', 'LCS-PM2103A-LV-C01', 'LCS-PM1201B-LV-C01'] | 956 | [54, ['LCS-PM2103B-LV-C01', 376.0], ['LCS-PM2103A-LV-C01', 379.0], ['LCS-PM1201B-LV-C01', 201.0]] | E1121 -LOT1-0.6-1kV-5C x 2.5-2XWY FRLSH-956.0-D054
055 | 5C x 2.5-2XWY FRLSH-0.6-1kV-CLM-LOT1 | ['LCS-PM1902B-LV-C01', 'LCS-PM1902A-LV-C01', 'LCS-PM1901B-LV-C01'] | 896 | [55, ['LCS-PM1902B-LV-C01', 297.0], ['LCS-PM1902A-LV-C01', 297.0], ['LCS-PM1901B-LV-C01', 302.0]] | E1121 -LOT1-0.6-1kV-5C x 2.5-2XWY FRLSH-896.0-D055
056 | 5C x 2.5-2XWY FRLSH-0.6-1kV-CLM-LOT1 | ['LCS-PM1901A-LV-C01', 'LCS-PM1835A-LV-C01', 'LCS-PM1711A-LV-C01'] | 852 | [56, ['LCS-PM1901A-LV-C01', 302.0], ['LCS-PM1835A-LV-C01', 277.0], ['LCS-PM1711A-LV-C01', 273.0]] | E1121 -LOT1-0.6-1kV-5C x 2.5-2XWY FRLSH-852.0-D056
057 | 5C x 2.5-2XWY FRLSH-0.6-1kV-CLM-LOT1 | ['LCS-PM1705B-LV-C01', 'LCS-PM1705A-LV-C01', 'LCS-PM1704B-LV-C01'] | 905 | [57, ['LCS-PM1705B-LV-C01', 309.0], ['LCS-PM1705A-LV-C01', 309.0], ['LCS-PM1704B-LV-C01', 287.0]] | E1121 -LOT1-0.6-1kV-5C x 2.5-2XWY FRLSH-905.0-D057
058 | 5C x 2.5-2XWY FRLSH-0.6-1kV-CLM-LOT1 | ['LCS-PM1704A-LV-C01', 'LCS-PM1703B-LV-C01', 'LCS-PM1703A-LV-C01'] | 909 | [58, ['LCS-PM1704A-LV-C01', 287.0], ['LCS-PM1703B-LV-C01', 311.0], ['LCS-PM1703A-LV-C01', 311.0]] | E1121 -LOT1-0.6-1kV-5C x 2.5-2XWY FRLSH-909.0-D058
059 | 5C x 2.5-2XWY FRLSH-0.6-1kV-CLM-LOT1 | ['LCS-PM1701B-LV-C01', 'LCS-PM1701A-LV-C01', 'LCS-PM1601B-LV-C01'] | 947 | [59, ['LCS-PM1701B-LV-C01', 298.0], ['LCS-PM1701A-LV-C01', 298.0], ['LCS-PM1601B-LV-C01', 351.0]] | E1121 -LOT1-0.6-1kV-5C x 2.5-2XWY FRLSH-947.0-D059
060 | 5C x 2.5-2XWY FRLSH-0.6-1kV-CLM-LOT1 | ['LCS-PM1601A-LV-C01', 'LCS-PM1304B-LV-C01', 'LCS-PM1201A-LV-C01'] | 894 | [60, ['LCS-PM1601A-LV-C01', 351.0], ['LCS-PM1304B-LV-C01', 342.0], ['LCS-PM1201A-LV-C01', 201.0]] | E1121 -LOT1-0.6-1kV-5C x 2.5-2XWY FRLSH-894.0-D060
061 | 5C x 2.5-2XWY FRLSH-0.6-1kV-CLM-LOT1 | ['LCS-PM1304A-LV-C01', 'LCS-PM1303B-LV-C01'] | 687 | [61, ['LCS-PM1304A-LV-C01', 342.0], ['LCS-PM1303B-LV-C01', 345.0]] | E1121 -LOT1-0.6-1kV-5C x 2.5-2XWY FRLSH-687.0-D061
062 | 5C x 2.5-2XWY FRLSH-0.6-1kV-CLM-LOT1 | ['LCS-PM1303A-LV-C01', 'LCS-BL1301B-LV-C01'] | 682 | [62, ['LCS-PM1303A-LV-C01', 345.0], ['LCS-BL1301B-LV-C01', 337.0]] | E1121 -LOT1-0.6-1kV-5C x 2.5-2XWY FRLSH-682.0-D062
063 | 5C x 2.5-2XWY FRLSH-0.6-1kV-CLM-LOT1 | ['LCS-BL1301A-LV-C01'] | 337 | [63, ['LCS-BL1301A-LV-C01', 337.0]] | E1121 -LOT1-0.6-1kV-5C x 2.5-2XWY FRLSH-337.0-D063
001 | 2C x 10-2XWY FRLSH-0.6-1kV-CLM-LOT2 | ['DCLVPCC001B-LV-P01', 'DCLVPCC001A-LV-P01', 'DCLVMPDB001B-LV-P01', 'DCLVMPDB001A-LV-P01', 'DCLVMLDB001-LV-P01', 'DCLVMCC003B-LV-P01', 'DCLVMCC003A-LV-P01', 'DCLVMCC002B-LV-P01', 'DCLVMCC002A-LV-P01', 'DCLVMCC001B-LV-P01', 'DCLVMCC001A-LV-P01', 'DCLVEPMCC002-LV-P01', 'DCLVEPMCC002-LV-P01', 'DCLVEPMCC001-LV-P01', 'DCLVEPMCC001-LV-P01', 'DCLVEMLDB001-LV-P01', 'DCLVAPFCR003B-LV-P01', 'DCLVAPFCR003A-LV-P01', 'DCLVAPFCR002B-LV-P01', 'DCLVAPFCR002A-LV-P01', 'DCHVSWBD002B-LV-P01', 'DCHVSWBD002A-LV-P01', 'DCHVSWBD001B-LV-P01', 'DCHVSWBD001A-LV-P01'] | 1223 | [1, ['DCLVPCC001B-LV-P01', 35.0], ['DCLVPCC001A-LV-P01', 32.0], ['DCLVMPDB001B-LV-P01', 33.0], ['DCLVMPDB001A-LV-P01', 33.0], ['DCLVMLDB001-LV-P01', 23.0], ['DCLVMCC003B-LV-P01', 37.0], ['DCLVMCC003A-LV-P01', 39.0], ['DCLVMCC002B-LV-P01', 55.0], ['DCLVMCC002A-LV-P01', 57.0], ['DCLVMCC001B-LV-P01', 70.0], ['DCLVMCC001A-LV-P01', 72.0], ['DCLVEPMCC002-LV-P01', 60.0], ['DCLVEPMCC002-LV-P01', 60.0], ['DCLVEPMCC001-LV-P01', 76.0], ['DCLVEPMCC001-LV-P01', 76.0], ['DCLVEMLDB001-LV-P01', 23.0], ['DCLVAPFCR003B-LV-P01', 65.0], ['DCLVAPFCR003A-LV-P01', 60.0], ['DCLVAPFCR002B-LV-P01', 56.0], ['DCLVAPFCR002A-LV-P01', 52.0], ['DCHVSWBD002B-LV-P01', 40.0], ['DCHVSWBD002A-LV-P01', 42.0], ['DCHVSWBD001B-LV-P01', 65.0], ['DCHVSWBD001A-LV-P01', 62.0]] | E1121 -LOT2-0.6-1kV-2C x 10-2XWY FRLSH-1223.0-D001
001 | 4C x 120-A2XFY FRLSH-0.6-1kV-CLM-LOT1 | ['ACUPS001C-LV-P02', 'ACUPS001C-LV-P01', 'ACUPS001B-LV-P02', 'ACUPS001B-LV-P01'] | 496 | [1, ['ACUPS001C-LV-P02', 134.0], ['ACUPS001C-LV-P01', 134.0], ['ACUPS001B-LV-P02', 114.0], ['ACUPS001B-LV-P01', 114.0]] | E1121 -LOT1-0.6-1kV-4C x 120-A2XFY FRLSH-496.0-D001
002 | 4C x 120-A2XFY FRLSH-0.6-1kV-CLM-LOT1 | ['ACUPS001A-LV-P02', 'ACUPS001A-LV-P01'] | 182 | [2, ['ACUPS001A-LV-P02', 91.0], ['ACUPS001A-LV-P01', 91.0]] | E1121 -LOT1-0.6-1kV-4C x 120-A2XFY FRLSH-182.0-D002
001 | 12C x 2.5-2XFY FRLSH-0.6-1kV-CLM-LOT1 | ['UCP-KM5002C-LV-C03'] | 383 | [1, ['UCP-KM5002C-LV-C03', 383.0]] | E1121 -LOT1-0.6-1kV-12C x 2.5-2XFY FRLSH-383.0-D001
002 | 12C x 2.5-2XFY FRLSH-0.6-1kV-CLM-LOT1 | ['UCP-KM5002B-LV-C03'] | 383 | [2, ['UCP-KM5002B-LV-C03', 383.0]] | E1121 -LOT1-0.6-1kV-12C x 2.5-2XFY FRLSH-383.0-D002
003 | 12C x 2.5-2XFY FRLSH-0.6-1kV-CLM-LOT1 | ['UCP-KM5002A-LV-C03'] | 383 | [3, ['UCP-KM5002A-LV-C03', 383.0]] | E1121 -LOT1-0.6-1kV-12C x 2.5-2XFY FRLSH-383.0-D003
001 | 3.5C x 120-A2XFY FRLSH-0.6-1kV-CLM-LOT1 | ['WR2121-LV-P01', 'WR1313-LV-P01'] | 480 | [1, ['WR2121-LV-P01', 280.0], ['WR1313-LV-P01', 200.0]] | E1121 -LOT1-0.6-1kV-3.5C x 120-A2XFY FRLSH-480.0-D001
002 | 3.5C x 120-A2XFY FRLSH-0.6-1kV-CLM-LOT1 | ['WR2020-LV-P01', 'WR02B-LV-P01'] | 458 | [2, ['WR2020-LV-P01', 428.0], ['WR02B-LV-P01', 30.0]] | E1121 -LOT1-0.6-1kV-3.5C x 120-A2XFY FRLSH-458.0-D002
003 | 3.5C x 120-A2XFY FRLSH-0.6-1kV-CLM-LOT1 | ['WR1918-LV-P01', 'WR0705-LV-P01'] | 436 | [3, ['WR1918-LV-P01', 280.0], ['WR0705-LV-P01', 156.0]] | E1121 -LOT1-0.6-1kV-3.5C x 120-A2XFY FRLSH-436.0-D003
004 | 3.5C x 120-A2XFY FRLSH-0.6-1kV-CLM-LOT1 | ['WR1817-LV-P01', 'WR0202-LV-P01'] | 474 | [4, ['WR1817-LV-P01', 324.0], ['WR0202-LV-P01', 150.0]] | E1121 -LOT1-0.6-1kV-3.5C x 120-A2XFY FRLSH-474.0-D004
005 | 3.5C x 120-A2XFY FRLSH-0.6-1kV-CLM-LOT1 | ['WR1716-LV-P01', 'PDP03-LV-P01'] | 499 | [5, ['WR1716-LV-P01', 421.0], ['PDP03-LV-P01', 78.0]] | E1121 -LOT1-0.6-1kV-3.5C x 120-A2XFY FRLSH-499.0-D005
006 | 3.5C x 120-A2XFY FRLSH-0.6-1kV-CLM-LOT1 | ['WR1009-LV-P01', 'SLDB01-LV-P01', 'ELDP3-LV-P01'] | 500 | [6, ['WR1009-LV-P01', 280.0], ['SLDB01-LV-P01', 148.0], ['ELDP3-LV-P01', 72.0]] | E1121 -LOT1-0.6-1kV-3.5C x 120-A2XFY FRLSH-500.0-D006
007 | 3.5C x 120-A2XFY FRLSH-0.6-1kV-CLM-LOT1 | ['STP1-LV-P01'] | 430 | [7, ['STP1-LV-P01', 430.0]] | E1121 -LOT1-0.6-1kV-3.5C x 120-A2XFY FRLSH-430.0-D007
008 | 3.5C x 120-A2XFY FRLSH-0.6-1kV-CLM-LOT1 | ['SLDB02-LV-P01', 'PDP02-LV-P01'] | 456 | [8, ['SLDB02-LV-P01', 378.0], ['PDP02-LV-P01', 78.0]] | E1121 -LOT1-0.6-1kV-3.5C x 120-A2XFY FRLSH-456.0-D008
009 | 3.5C x 120-A2XFY FRLSH-0.6-1kV-CLM-LOT1 | ['PPML-LV-P01', 'PDP20-LV-P01', 'PDP19-LV-P01', 'LDP02B-LV-P01'] | 478 | [9, ['PPML-LV-P01', 134.0], ['PDP20-LV-P01', 133.0], ['PDP19-LV-P01', 133.0], ['LDP02B-LV-P01', 78.0]] | E1121 -LOT1-0.6-1kV-3.5C x 120-A2XFY FRLSH-478.0-D009
010 | 3.5C x 120-A2XFY FRLSH-0.6-1kV-CLM-LOT1 | ['PDP18-LV-P01', 'LDP02A-LV-P01'] | 448 | [10, ['PDP18-LV-P01', 370.0], ['LDP02A-LV-P01', 78.0]] | E1121 -LOT1-0.6-1kV-3.5C x 120-A2XFY FRLSH-448.0-D010
011 | 3.5C x 120-A2XFY FRLSH-0.6-1kV-CLM-LOT1 | ['PDP17-LV-P01', 'PDP05-LV-P01'] | 500 | [11, ['PDP17-LV-P01', 363.0], ['PDP05-LV-P01', 137.0]] | E1121 -LOT1-0.6-1kV-3.5C x 120-A2XFY FRLSH-500.0-D011
012 | 3.5C x 120-A2XFY FRLSH-0.6-1kV-CLM-LOT1 | ['PDP16-LV-P01', 'PDP15-LV-P01'] | 497 | [12, ['PDP16-LV-P01', 348.0], ['PDP15-LV-P01', 149.0]] | E1121 -LOT1-0.6-1kV-3.5C x 120-A2XFY FRLSH-497.0-D012
013 | 3.5C x 120-A2XFY FRLSH-0.6-1kV-CLM-LOT1 | ['PDP14-LV-P01', 'PDP12-LV-P01', 'ELDP2-LV-P01'] | 497 | [13, ['PDP14-LV-P01', 208.0], ['PDP12-LV-P01', 180.0], ['ELDP2-LV-P01', 109.0]] | E1121 -LOT1-0.6-1kV-3.5C x 120-A2XFY FRLSH-497.0-D013
014 | 3.5C x 120-A2XFY FRLSH-0.6-1kV-CLM-LOT1 | ['PDP13-LV-P01', 'PDP06-LV-P01'] | 499 | [14, ['PDP13-LV-P01', 343.0], ['PDP06-LV-P01', 156.0]] | E1121 -LOT1-0.6-1kV-3.5C x 120-A2XFY FRLSH-499.0-D014
015 | 3.5C x 120-A2XFY FRLSH-0.6-1kV-CLM-LOT1 | ['PDP11-LV-P01', 'PDP01-LV-P01'] | 433 | [15, ['PDP11-LV-P01', 293.0], ['PDP01-LV-P01', 140.0]] | E1121 -LOT1-0.6-1kV-3.5C x 120-A2XFY FRLSH-433.0-D015
016 | 3.5C x 120-A2XFY FRLSH-0.6-1kV-CLM-LOT1 | ['PDP10-LV-P01', 'LDP04-LV-P01'] | 500 | [16, ['PDP10-LV-P01', 353.0], ['LDP04-LV-P01', 147.0]] | E1121 -LOT1-0.6-1kV-3.5C x 120-A2XFY FRLSH-500.0-D016
017 | 3.5C x 120-A2XFY FRLSH-0.6-1kV-CLM-LOT1 | ['PDP09-LV-P01', 'PDP08-LV-P01'] | 482 | [17, ['PDP09-LV-P01', 223.0], ['PDP08-LV-P01', 259.0]] | E1121 -LOT1-0.6-1kV-3.5C x 120-A2XFY FRLSH-482.0-D017
018 | 3.5C x 120-A2XFY FRLSH-0.6-1kV-CLM-LOT1 | ['PDP07-LV-P01', 'PDP04-LV-P01'] | 432 | [18, ['PDP07-LV-P01', 211.0], ['PDP04-LV-P01', 221.0]] | E1121 -LOT1-0.6-1kV-3.5C x 120-A2XFY FRLSH-432.0-D018
019 | 3.5C x 120-A2XFY FRLSH-0.6-1kV-CLM-LOT1 | ['LDP12-LV-P01', 'LDP03-LV-P01'] | 443 | [19, ['LDP12-LV-P01', 297.0], ['LDP03-LV-P01', 146.0]] | E1121 -LOT1-0.6-1kV-3.5C x 120-A2XFY FRLSH-443.0-D019
020 | 3.5C x 120-A2XFY FRLSH-0.6-1kV-CLM-LOT1 | ['LDP10-LV-P01', 'LDP07-LV-P01'] | 495 | [20, ['LDP10-LV-P01', 281.0], ['LDP07-LV-P01', 214.0]] | E1121 -LOT1-0.6-1kV-3.5C x 120-A2XFY FRLSH-495.0-D020
021 | 3.5C x 120-A2XFY FRLSH-0.6-1kV-CLM-LOT1 | ['LDP05-LV-P01', 'LDP01-LV-P01', 'ESPDP001-LV-P01'] | 493 | [21, ['LDP05-LV-P01', 220.0], ['LDP01-LV-P01', 140.0], ['ESPDP001-LV-P01', 133.0]] | E1121 -LOT1-0.6-1kV-3.5C x 120-A2XFY FRLSH-493.0-D021
022 | 3.5C x 120-A2XFY FRLSH-0.6-1kV-CLM-LOT1 | ['ESPDP002-LV-P01'] | 467 | [22, ['ESPDP002-LV-P01', 467.0]] | E1121 -LOT1-0.6-1kV-3.5C x 120-A2XFY FRLSH-467.0-D022
023 | 3.5C x 120-A2XFY FRLSH-0.6-1kV-CLM-LOT1 | ['ELDP8-LV-P01', 'ELDP7-LV-P01'] | 484 | [23, ['ELDP8-LV-P01', 272.0], ['ELDP7-LV-P01', 212.0]] | E1121 -LOT1-0.6-1kV-3.5C x 120-A2XFY FRLSH-484.0-D023
024 | 3.5C x 120-A2XFY FRLSH-0.6-1kV-CLM-LOT1 | ['ELDP6-LV-P01', 'ELDP5-LV-P01', 'ELDP4-LV-P01'] | 499 | [24, ['ELDP6-LV-P01', 212.0], ['ELDP5-LV-P01', 156.0], ['ELDP4-LV-P01', 131.0]] | E1121 -LOT1-0.6-1kV-3.5C x 120-A2XFY FRLSH-499.0-D024
025 | 3.5C x 120-A2XFY FRLSH-0.6-1kV-CLM-LOT1 | ['ELDP13-LV-P01', 'ELDP10-LV-P01'] | 499 | [25, ['ELDP13-LV-P01', 297.0], ['ELDP10-LV-P01', 202.0]] | E1121 -LOT1-0.6-1kV-3.5C x 120-A2XFY FRLSH-499.0-D025
026 | 3.5C x 120-A2XFY FRLSH-0.6-1kV-CLM-LOT1 | ['ELDP11-LV-P01', 'ELDP1-LV-P01'] | 483 | [26, ['ELDP11-LV-P01', 343.0], ['ELDP1-LV-P01', 140.0]] | E1121 -LOT1-0.6-1kV-3.5C x 120-A2XFY FRLSH-483.0-D026
001 | 3C x 10-2XWY FRLSH-0.6-1kV-CLM-LOT1 | ['PMB2601B-LV-P01', 'PMB2601A-LV-P01', 'PMB1842B-LV-P01', 'PM2252-LV-P02'] | 1000 | [1, ['PMB2601B-LV-P01', 371.0], ['PMB2601A-LV-P01', 371.0], ['PMB1842B-LV-P01', 248.0], ['PM2252-LV-P02', 10.0]] | E1121 -LOT1-0.6-1kV-3C x 10-2XWY FRLSH-1000.0-D001
002 | 3C x 10-2XWY FRLSH-0.6-1kV-CLM-LOT1 | ['PMB2301B-LV-P01', 'PMB2301A-LV-P01', 'PMA1851B-LV-P01'] | 992 | [2, ['PMB2301B-LV-P01', 392.0], ['PMB2301A-LV-P01', 410.0], ['PMA1851B-LV-P01', 190.0]] | E1121 -LOT1-0.6-1kV-3C x 10-2XWY FRLSH-992.0-D002
003 | 3C x 10-2XWY FRLSH-0.6-1kV-CLM-LOT1 | ['PMB1851B-LV-P01', 'PMB1851A-LV-P01', 'PMB1842A-LV-P01', 'PMA1851A-LV-P01', 'PM1701B-LV-P02'] | 996 | [3, ['PMB1851B-LV-P01', 274.0], ['PMB1851A-LV-P01', 274.0], ['PMB1842A-LV-P01', 248.0], ['PMA1851A-LV-P01', 190.0], ['PM1701B-LV-P02', 10.0]] | E1121 -LOT1-0.6-1kV-3C x 10-2XWY FRLSH-996.0-D003
004 | 3C x 10-2XWY FRLSH-0.6-1kV-CLM-LOT1 | ['PMB1832B-LV-P01', 'PMB1832A-LV-P01', 'PMB1824B-LV-P01', 'PMA1842B-LV-P01', 'PM1701A-LV-P02', 'HHMB501B-LV-P02', 'HHMB501A-LV-P02'] | 989 | [4, ['PMB1832B-LV-P01', 258.0], ['PMB1832A-LV-P01', 258.0], ['PMB1824B-LV-P01', 264.0], ['PMA1842B-LV-P01', 169.0], ['PM1701A-LV-P02', 10.0], ['HHMB501B-LV-P02', 15.0], ['HHMB501A-LV-P02', 15.0]] | E1121 -LOT1-0.6-1kV-3C x 10-2XWY FRLSH-989.0-D004
005 | 3C x 10-2XWY FRLSH-0.6-1kV-CLM-LOT1 | ['PMB1824A-LV-P01', 'PMB1822B-LV-P01', 'PMB1822A-LV-P01', 'PMA1842A-LV-P01'] | 971 | [5, ['PMB1824A-LV-P01', 264.0], ['PMB1822B-LV-P01', 269.0], ['PMB1822A-LV-P01', 269.0], ['PMA1842A-LV-P01', 169.0]] | E1121 -LOT1-0.6-1kV-3C x 10-2XWY FRLSH-971.0-D005
006 | 3C x 10-2XWY FRLSH-0.6-1kV-CLM-LOT1 | ['PMB1821B-LV-P01', 'PMB1821A-LV-P01', 'PMB1501B-LV-P01'] | 856 | [6, ['PMB1821B-LV-P01', 255.0], ['PMB1821A-LV-P01', 274.0], ['PMB1501B-LV-P01', 327.0]] | E1121 -LOT1-0.6-1kV-3C x 10-2XWY FRLSH-856.0-D006
007 | 3C x 10-2XWY FRLSH-0.6-1kV-CLM-LOT1 | ['PMB1501A-LV-P01', 'PMB1403B-LV-P01', 'PMB1403A-LV-P01'] | 879 | [7, ['PMB1501A-LV-P01', 314.0], ['PMB1403B-LV-P01', 274.0], ['PMB1403A-LV-P01', 291.0]] | E1121 -LOT1-0.6-1kV-3C x 10-2XWY FRLSH-879.0-D007
008 | 3C x 10-2XWY FRLSH-0.6-1kV-CLM-LOT1 | ['PMB1302B-LV-P01', 'PMB1302A-LV-P01', 'PMB1301B-LV-P01', 'PMA1832B-LV-P01'] | 965 | [8, ['PMB1302B-LV-P01', 267.0], ['PMB1302A-LV-P01', 267.0], ['PMB1301B-LV-P01', 255.0], ['PMA1832B-LV-P01', 176.0]] | E1121 -LOT1-0.6-1kV-3C x 10-2XWY FRLSH-965.0-D008
009 | 3C x 10-2XWY FRLSH-0.6-1kV-CLM-LOT1 | ['PMB1301A-LV-P01', 'PMA2601B-LV-P01', 'PMA2601A-LV-P01'] | 971 | [9, ['PMB1301A-LV-P01', 255.0], ['PMA2601B-LV-P01', 358.0], ['PMA2601A-LV-P01', 358.0]] | E1121 -LOT1-0.6-1kV-3C x 10-2XWY FRLSH-971.0-D009
010 | 3C x 10-2XWY FRLSH-0.6-1kV-CLM-LOT1 | ['PMA2301B-LV-P01', 'PMA2301A-LV-P01', 'PMA1832A-LV-P01'] | 916 | [10, ['PMA2301B-LV-P01', 361.0], ['PMA2301A-LV-P01', 379.0], ['PMA1832A-LV-P01', 176.0]] | E1121 -LOT1-0.6-1kV-3C x 10-2XWY FRLSH-916.0-D010
011 | 3C x 10-2XWY FRLSH-0.6-1kV-CLM-LOT1 | ['PMA1824B-LV-P01', 'PMA1824A-LV-P01', 'PMA1822B-LV-P01', 'PMA1822A-LV-P01', 'PMA1821B-LV-P01'] | 931 | [11, ['PMA1824B-LV-P01', 181.0], ['PMA1824A-LV-P01', 181.0], ['PMA1822B-LV-P01', 181.0], ['PMA1822A-LV-P01', 181.0], ['PMA1821B-LV-P01', 207.0]] | E1121 -LOT1-0.6-1kV-3C x 10-2XWY FRLSH-931.0-D011
012 | 3C x 10-2XWY FRLSH-0.6-1kV-CLM-LOT1 | ['PMA1821A-LV-P01', 'PMA1501B-LV-P01', 'PMA1501A-LV-P01', 'PMA1403B-LV-P01'] | 929 | [12, ['PMA1821A-LV-P01', 188.0], ['PMA1501B-LV-P01', 276.0], ['PMA1501A-LV-P01', 263.0], ['PMA1403B-LV-P01', 202.0]] | E1121 -LOT1-0.6-1kV-3C x 10-2XWY FRLSH-929.0-D012
013 | 3C x 10-2XWY FRLSH-0.6-1kV-CLM-LOT1 | ['PMA1403A-LV-P01', 'PMA1302B-LV-P01', 'PMA1302A-LV-P01', 'PMA1301B-LV-P01'] | 951 | [13, ['PMA1403A-LV-P01', 219.0], ['PMA1302B-LV-P01', 216.0], ['PMA1302A-LV-P01', 216.0], ['PMA1301B-LV-P01', 300.0]] | E1121 -LOT1-0.6-1kV-3C x 10-2XWY FRLSH-951.0-D013
014 | 3C x 10-2XWY FRLSH-0.6-1kV-CLM-LOT1 | ['PMA1301A-LV-P01', 'PM5001B2-LV-P01', 'PM5001B1-LV-P01'] | 882 | [14, ['PMA1301A-LV-P01', 205.0], ['PM5001B2-LV-P01', 358.0], ['PM5001B1-LV-P01', 319.0]] | E1121 -LOT1-0.6-1kV-3C x 10-2XWY FRLSH-882.0-D014
015 | 3C x 10-2XWY FRLSH-0.6-1kV-CLM-LOT1 | ['PM5001A2-LV-P01', 'PM5001A1-LV-P01', 'PM3018B-LV-P01'] | 988 | [15, ['PM5001A2-LV-P01', 319.0], ['PM5001A1-LV-P01', 319.0], ['PM3018B-LV-P01', 350.0]] | E1121 -LOT1-0.6-1kV-3C x 10-2XWY FRLSH-988.0-D015
016 | 3C x 10-2XWY FRLSH-0.6-1kV-CLM-LOT1 | ['PM3018A-LV-P01', 'PM3006B-LV-P01', 'PM2405B-LV-P01'] | 993 | [16, ['PM3018A-LV-P01', 368.0], ['PM3006B-LV-P01', 363.0], ['PM2405B-LV-P01', 262.0]] | E1121 -LOT1-0.6-1kV-3C x 10-2XWY FRLSH-993.0-D016
017 | 3C x 10-2XWY FRLSH-0.6-1kV-CLM-LOT1 | ['PM3006A-LV-P01', 'PM3005B-LV-P01', 'PJBPM1201B-LV-P01'] | 956 | [17, ['PM3006A-LV-P01', 381.0], ['PM3005B-LV-P01', 374.0], ['PJBPM1201B-LV-P01', 201.0]] | E1121 -LOT1-0.6-1kV-3C x 10-2XWY FRLSH-956.0-D017
018 | 3C x 10-2XWY FRLSH-0.6-1kV-CLM-LOT1 | ['PM3005A-LV-P01', 'PM2502B-LV-P01', 'PM2405A-LV-P01'] | 981 | [18, ['PM3005A-LV-P01', 374.0], ['PM2502B-LV-P01', 345.0], ['PM2405A-LV-P01', 262.0]] | E1121 -LOT1-0.6-1kV-3C x 10-2XWY FRLSH-981.0-D018
019 | 3C x 10-2XWY FRLSH-0.6-1kV-CLM-LOT1 | ['PM2502A-LV-P01', 'PM2404B-LV-P01', 'PM2404A-LV-P01'] | 887 | [19, ['PM2502A-LV-P01', 345.0], ['PM2404B-LV-P01', 271.0], ['PM2404A-LV-P01', 271.0]] | E1121 -LOT1-0.6-1kV-3C x 10-2XWY FRLSH-887.0-D019
020 | 3C x 10-2XWY FRLSH-0.6-1kV-CLM-LOT1 | ['PM2403B-LV-P01', 'PM2403A-LV-P01', 'PM2402B-LV-P01'] | 951 | [20, ['PM2403B-LV-P01', 307.0], ['PM2403A-LV-P01', 320.0], ['PM2402B-LV-P01', 324.0]] | E1121 -LOT1-0.6-1kV-3C x 10-2XWY FRLSH-951.0-D020
021 | 3C x 10-2XWY FRLSH-0.6-1kV-CLM-LOT1 | ['PM1902B-LV-P01', 'PM1901B-LV-P01', 'PM1711B-LV-P01'] | 853 | [21, ['PM1902B-LV-P01', 297.0], ['PM1901B-LV-P01', 302.0], ['PM1711B-LV-P01', 254.0]] | E1121 -LOT1-0.6-1kV-3C x 10-2XWY FRLSH-853.0-D021
022 | 3C x 10-2XWY FRLSH-0.6-1kV-CLM-LOT1 | ['PM1704B-LV-P01', 'PM1704A-LV-P01', 'PJBPMB2603B-LV-P01'] | 950 | [22, ['PM1704B-LV-P01', 287.0], ['PM1704A-LV-P01', 287.0], ['PJBPMB2603B-LV-P01', 376.0]] | E1121 -LOT1-0.6-1kV-3C x 10-2XWY FRLSH-950.0-D022
023 | 3C x 10-2XWY FRLSH-0.6-1kV-CLM-LOT1 | ['PJBPMB2603A-LV-P01', 'PJBPMA2603B-LV-P01', 'PJBPM1201A-LV-P01'] | 937 | [23, ['PJBPMB2603A-LV-P01', 376.0], ['PJBPMA2603B-LV-P01', 360.0], ['PJBPM1201A-LV-P01', 201.0]] | E1121 -LOT1-0.6-1kV-3C x 10-2XWY FRLSH-937.0-D023
024 | 3C x 10-2XWY FRLSH-0.6-1kV-CLM-LOT1 | ['PJBPMA2603A-LV-P01', 'PJBPM2402A-LV-P01', 'PJBPM2401B-LV-P01'] | 986 | [24, ['PJBPMA2603A-LV-P01', 360.0], ['PJBPM2402A-LV-P01', 311.0], ['PJBPM2401B-LV-P01', 315.0]] | E1121 -LOT1-0.6-1kV-3C x 10-2XWY FRLSH-986.0-D024
025 | 3C x 10-2XWY FRLSH-0.6-1kV-CLM-LOT1 | ['PJBPM2401A-LV-P01', 'PJBPM1902A-LV-P01', 'PJBPM1901A-LV-P01'] | 927 | [25, ['PJBPM2401A-LV-P01', 328.0], ['PJBPM1902A-LV-P01', 297.0], ['PJBPM1901A-LV-P01', 302.0]] | E1121 -LOT1-0.6-1kV-3C x 10-2XWY FRLSH-927.0-D025
026 | 3C x 10-2XWY FRLSH-0.6-1kV-CLM-LOT1 | ['PJBPM1711A-LV-P01', 'HHMA501B-LV-P01', 'HHMA501A-LV-P01'] | 761 | [26, ['PJBPM1711A-LV-P01', 273.0], ['HHMA501B-LV-P01', 250.0], ['HHMA501A-LV-P01', 238.0]] | E1121 -LOT1-0.6-1kV-3C x 10-2XWY FRLSH-761.0-D026
027 | 3C x 10-2XWY FRLSH-0.6-1kV-CLM-LOT1 | ['H5001B1-LV-P01', 'H5001A1-LV-P01', 'FMA501BB-LV-P01'] | 986 | [27, ['H5001B1-LV-P01', 319.0], ['H5001A1-LV-P01', 358.0], ['FMA501BB-LV-P01', 309.0]] | E1121 -LOT1-0.6-1kV-3C x 10-2XWY FRLSH-986.0-D027
028 | 3C x 10-2XWY FRLSH-0.6-1kV-CLM-LOT1 | ['FMB501BB-LV-P01', 'FMB501BA-LV-P01', 'FMA501BA-LV-P01'] | 949 | [28, ['FMB501BB-LV-P01', 333.0], ['FMB501BA-LV-P01', 360.0], ['FMA501BA-LV-P01', 256.0]] | E1121 -LOT1-0.6-1kV-3C x 10-2XWY FRLSH-949.0-D028
029 | 3C x 10-2XWY FRLSH-0.6-1kV-CLM-LOT1 | ['FMB501AB-LV-P01', 'FMB501AA-LV-P01', 'FMA501AB-LV-P01'] | 965 | [29, ['FMB501AB-LV-P01', 331.0], ['FMB501AA-LV-P01', 343.0], ['FMA501AB-LV-P01', 291.0]] | E1121 -LOT1-0.6-1kV-3C x 10-2XWY FRLSH-965.0-D029
030 | 3C x 10-2XWY FRLSH-0.6-1kV-CLM-LOT1 | ['FMA501AA-LV-P01', 'BL1301B-LV-P01', 'BL1301A-LV-P01'] | 953 | [30, ['FMA501AA-LV-P01', 279.0], ['BL1301B-LV-P01', 337.0], ['BL1301A-LV-P01', 337.0]] | E1121 -LOT1-0.6-1kV-3C x 10-2XWY FRLSH-953.0-D030
001 | 10C x 2.5-2XFY FRLSH-0.6-1kV-CLM-LOT1 | ['PM0001A-LV-C02', 'LCP-KM5001B-LV-C03'] | 958 | [1, ['PM0001A-LV-C02', 564.0], ['LCP-KM5001B-LV-C03', 394.0]] | E1121 -LOT1-0.6-1kV-10C x 2.5-2XFY FRLSH-958.0-D001
002 | 10C x 2.5-2XFY FRLSH-0.6-1kV-CLM-LOT1 | ['PM0001A-LV-C01', 'LCP-KM5001B-LV-C02'] | 958 | [2, ['PM0001A-LV-C01', 564.0], ['LCP-KM5001B-LV-C02', 394.0]] | E1121 -LOT1-0.6-1kV-10C x 2.5-2XFY FRLSH-958.0-D002
003 | 10C x 2.5-2XFY FRLSH-0.6-1kV-CLM-LOT1 | ['LCP-PM0003B-LV-C02', 'LCP-KM5001A-LV-C03'] | 941 | [3, ['LCP-PM0003B-LV-C02', 547.0], ['LCP-KM5001A-LV-C03', 394.0]] | E1121 -LOT1-0.6-1kV-10C x 2.5-2XFY FRLSH-941.0-D003
004 | 10C x 2.5-2XFY FRLSH-0.6-1kV-CLM-LOT1 | ['LCP-PM0003B-LV-C01', 'LCP-KM5001A-LV-C02'] | 941 | [4, ['LCP-PM0003B-LV-C01', 547.0], ['LCP-KM5001A-LV-C02', 394.0]] | E1121 -LOT1-0.6-1kV-10C x 2.5-2XFY FRLSH-941.0-D004
005 | 10C x 2.5-2XFY FRLSH-0.6-1kV-CLM-LOT1 | ['LCP-PM0003A-LV-C02'] | 526 | [5, ['LCP-PM0003A-LV-C02', 526.0]] | E1121 -LOT1-0.6-1kV-10C x 2.5-2XFY FRLSH-526.0-D005
006 | 10C x 2.5-2XFY FRLSH-0.6-1kV-CLM-LOT1 | ['LCP-PM0003A-LV-C01'] | 526 | [6, ['LCP-PM0003A-LV-C01', 526.0]] | E1121 -LOT1-0.6-1kV-10C x 2.5-2XFY FRLSH-526.0-D006
007 | 10C x 2.5-2XFY FRLSH-0.6-1kV-CLM-LOT1 | ['LCP-PM0001B-LV-C02'] | 570 | [7, ['LCP-PM0001B-LV-C02', 570.0]] | E1121 -LOT1-0.6-1kV-10C x 2.5-2XFY FRLSH-570.0-D007
008 | 10C x 2.5-2XFY FRLSH-0.6-1kV-CLM-LOT1 | ['LCP-PM0001B-LV-C01'] | 570 | [8, ['LCP-PM0001B-LV-C01', 570.0]] | E1121 -LOT1-0.6-1kV-10C x 2.5-2XFY FRLSH-570.0-D008